## Pipe Schedule
EE_Cross Passage | EE_Location and Lanes | EE_System Type | EE_Array Number | EE_Stock Code | EE_Item Description | Size | Outside Diameter | Qty | Length | EE_FAB Pipe | EE_PIPE END-1 | EE_PIPE END-2 | EE_Run Dim 1 | EE_Pap 1 | EE_Run Dim 2 | EE_Pap 2 | EE_Run Dim 3 | EE_Pap 3 | EE_Pipe Treatment | Family | Type | ID | Validation_Check
EXP61054 | M110 | CW-ARRAY | EXP61054A-1 |  | 65-5295 | 65 | 76.1 | 1 | 5295 | STD 2 PAP RANGE | RG | BE |  |  | 5250 | 40B |  |  | BLACK |  | EE_Deluge_AS 1074_Black | 3658846 | EE_Run/Pap: Cột N (EE_Run Dim 1): STD 2 PAP RANGE cần '150', có ''; Cột O (EE_Pap 1): STD 2 PAP RANGE cần '40B', có ''
EXP61054 | M110 | CW-ARRAY | EXP61054A-1 |  | 40-435 | 40 | 48.3 | 1 | 437 | Groove_Thread | TH | TH | [6 empty] | BLACK |  | EE_Deluge_AS 1074_Black | 3658853 | PASS
EXP61054 | M110 | CW-ARRAY | EXP61054A-1 |  | 40-435 | 40 | 48.3 | 1 | 435 | Groove_Thread | TH | TH | [6 empty] | BLACK |  | EE_Deluge_AS 1074_Black | 3658855 | PASS
EXP61054 | M110 | CW-ARRAY | EXP61054A-1 |  | 40-435 | 40 | 48.3 | 1 | 435 | Groove_Thread | TH | TH | [6 empty] | BLACK |  | EE_Deluge_AS 1074_Black | 3658858 | PASS
EXP61054 | M110 | CW-ARRAY | EXP61054A-1 |  | 65-4730 | 65 | 76.1 | 1 | 4730 | STD 1 PAP RANGE | RG | BE | [6 empty] | BLACK |  | EE_Deluge_AS 1074_Black | 3658861 | EE_Run/Pap: Cột N (EE_Run Dim 1): STD 1 PAP RANGE cần '4685', có ''; Cột O (EE_Pap 1): STD 1 PAP RANGE cần '40B', có ''
EXP61054 | M110 | CW-ARRAY | EXP61054A-1 |  | 65-5295 | 65 | 76.1 | 1 | 5295 | STD 2 PAP RANGE | RG | BE |  |  | 5250 | 40B |  |  | BLACK |  | EE_Deluge_AS 1074_Black | 3658881 | EE_Run/Pap: Cột N (EE_Run Dim 1): STD 2 PAP RANGE cần '150', có ''; Cột O (EE_Pap 1): STD 2 PAP RANGE cần '40B', có ''
EXP61054 | M110 | CW-ARRAY | EXP61054A-1 |  | 150-900 | 150 | 165.1 | 1 | 900 | STD ARRAY TEE | RG | RG | [6 empty] | BLACK |  | EE_Deluge_AS 1074_Black | 3658883 | EE_Run/Pap: Cột N (EE_Run Dim 1): STD ARRAY TEE cần '150', có ''; Cột O (EE_Pap 1): STD ARRAY TEE cần '65LR', có ''
EXP61054 | M110 | CW-ARRAY | EXP61054A-1 |  | 65-4730 | 65 | 76.1 | 1 | 4730 | STD 1 PAP RANGE | RG | BE | [6 empty] | BLACK |  | EE_Deluge_AS 1074_Black | 3658899 | EE_Run/Pap: Cột N (EE_Run Dim 1): STD 1 PAP RANGE cần '4685', có ''; Cột O (EE_Pap 1): STD 1 PAP RANGE cần '40B', có ''
EXP61054 | M110 | CW-ARRAY | EXP61054A-1 |  | 150-3620 | 150 | 165.1 | 1 | 3620.2 | Groove_Thread | RG | RG | [6 empty] | BLACK |  | EE_Deluge_AS 1074_Black | 3658907 | PASS
EXP61054 | M110 | CW-ARRAY | EXP61054A-2 |  | 65-5295 | 65 | 76.1 | 1 | 5295 | STD 2 PAP RANGE | RG | BE |  |  | 5250 | 40B |  |  | BLACK |  | EE_Deluge_AS 1074_Black | 3658924 | EE_Run/Pap: Cột N (EE_Run Dim 1): STD 2 PAP RANGE cần '150', có ''; Cột O (EE_Pap 1): STD 2 PAP RANGE cần '40B', có ''
EXP61054 | M110 | CW-ARRAY | EXP61054A-2 |  | 150-900 | 150 | 165.1 | 1 | 900 | STD ARRAY TEE | RG | RG | [6 empty] | BLACK |  | EE_Deluge_AS 1074_Black | 3658926 | EE_Run/Pap: Cột N (EE_Run Dim 1): STD ARRAY TEE cần '150', có ''; Cột O (EE_Pap 1): STD ARRAY TEE cần '65LR', có ''
EXP61054 | M110 | CW-ARRAY | EXP61054A-2 |  | 40-435 | 40 | 48.3 | 1 | 437 | Groove_Thread | TH | TH | [6 empty] | BLACK |  | EE_Deluge_AS 1074_Black | 3658932 | PASS
EXP61054 | M110 | CW-ARRAY | EXP61054A-2 |  | 40-435 | 40 | 48.3 | 1 | 435 | Groove_Thread | TH | TH | [6 empty] | BLACK |  | EE_Deluge_AS 1074_Black | 3658937 | PASS
EXP61054 | M110 | CW-ARRAY | EXP61054A-2 |  | 65-4730 | 65 | 76.1 | 1 | 4730 | STD 1 PAP RANGE | RG | BE | [6 empty] | BLACK |  | EE_Deluge_AS 1074_Black | 3658940 | EE_Run/Pap: Cột N (EE_Run Dim 1): STD 1 PAP RANGE cần '4685', có ''; Cột O (EE_Pap 1): STD 1 PAP RANGE cần '40B', có ''
EXP61054 | M110 | CW-ARRAY | EXP61054A-2 |  | 65-5295 | 65 | 76.1 | 1 | 5295 | STD 2 PAP RANGE | RG | BE |  |  | 5250 | 40B |  |  | BLACK |  | EE_Deluge_AS 1074_Black | 3658959 | EE_Run/Pap: Cột N (EE_Run Dim 1): STD 2 PAP RANGE cần '150', có ''; Cột O (EE_Pap 1): STD 2 PAP RANGE cần '40B', có ''
EXP61054 | M110 | CW-ARRAY | EXP61054A-2 |  | 150-900 | 150 | 165.1 | 1 | 900 | STD ARRAY TEE | RG | RG | [6 empty] | BLACK |  | EE_Deluge_AS 1074_Black | 3658961 | EE_Run/Pap: Cột N (EE_Run Dim 1): STD ARRAY TEE cần '150', có ''; Cột O (EE_Pap 1): STD ARRAY TEE cần '65LR', có ''
EXP61054 | M110 | CW-ARRAY | EXP61054A-2 |  | 65-4730 | 65 | 76.1 | 1 | 4730 | STD 1 PAP RANGE | RG | BE | [6 empty] | BLACK |  | EE_Deluge_AS 1074_Black | 3658977 | EE_Run/Pap: Cột N (EE_Run Dim 1): STD 1 PAP RANGE cần '4685', có ''; Cột O (EE_Pap 1): STD 1 PAP RANGE cần '40B', có ''
EXP61054 | M110 | CW-DISTRIBUTION | EXP61054A |  | 150-6500 | 150 | 165.1 | 1 | 6499.9 | Groove_Thread | RG | RG | [6 empty] | BLACK |  | EE_Deluge_AS 1074_Black_Coupling 177N | 3665401 | PASS
EXP61054 | M110 | CW-DISTRIBUTION | EXP61054A |  | 150-6500 | 150 | 165.1 | 1 | 6500 | Groove_Thread | RG | RG | [6 empty] | BLACK |  | EE_Deluge_AS 1074_Black_Coupling 177N | 3665404 | PASS
EXP61054 | M110-M111 | CP-INTERNAL | EXP61054 |  | 150-300 | 150 | 168.3 | 1 | 300 | Groove_Thread | RG | RG | [6 empty] | GAL |  | EE_Deluge_Sched 40_Gal | 3907537 | PASS
EXP61054 | M110-M111 | CP-INTERNAL | EXP61054 |  | 150-300 | 150 | 168.3 | 1 | 300 | Groove_Thread | RG | RG | [6 empty] | GAL |  | EE_Deluge_Sched 40_Gal | 3907554 | PASS
EXP61054 | M110-M111 | CP-INTERNAL | EXP61054 |  | 150-1020 | 150 | 165.1 | 1 | 1017.6 | Groove_Thread | RG | RG | [6 empty] | GAL |  | EE_Deluge_AS 1074_Gal | 3907580 | PASS
EXP61054 | M110-M111 | CP-INTERNAL | EXP61054 |  | 150-1020 | 150 | 165.1 | 1 | 1017.6 | Groove_Thread | RG | RG | [6 empty] | GAL |  | EE_Deluge_AS 1074_Gal | 3907586 | PASS
EXP61054 | M110-M111 | CP-INTERNAL | EXP61054 |  | 150-450 | 150 | 165.1 | 1 | 448.8 | Groove_Thread | RG | RG | [6 empty] | GAL |  | EE_Deluge_AS 1074_Gal | 3907614 | PASS
EXP61054 | M110-M111 | CP-INTERNAL | EXP61054 |  | 150-900 | 150 | 165.1 | 1 | 899.2 | STD ARRAY TEE | RG | RG | 150 | 65LR |  |  |  |  | GAL |  | EE_Deluge_AS 1074_Gal | 3907650 | PASS
EXP61054 | M110 | CP-EXTERNAL | EXP61054 |  | 150-1260 | 150 | 165.1 | 1 | 1261.1 | Groove_Thread | RG | RG | [6 empty] | BLACK |  | EE_Deluge_AS 1074_Black_Coupling 177N | 3908004 | PASS
EXP61054 | M110 | CW-DISTRIBUTION | EXP61054A |  | 150-3910 | 150 | 165.1 | 1 | 3911.2 | Groove_Thread | RG | RG | [6 empty] | BLACK |  | EE_Deluge_AS 1074_Black_Coupling 177N | 3908190 | PASS
EXP61054 | M110 | CW-DISTRIBUTION | EXP61054A |  | 150-1075 | 150 | 165.1 | 1 | 1075.7 | Groove_Thread | RG | RG | [6 empty] | BLACK |  | EE_Deluge_AS 1074_Black_Coupling 177N | 3908251 | PASS
EXP61054 | M111 | CW-ARRAY | EXP61154A-2 |  | 150-900 | 150 | 165.1 | 1 | 900 | STD ARRAY TEE | RG | RG | 150 | 65LR |  |  |  |  | BLACK |  | EE_Deluge_AS 1074_Black | 4428450 | PASS
EXP61054 | M111 | CW-ARRAY | EXP61154A-2 |  | 150-900 | 150 | 165.1 | 1 | 900 | STD ARRAY TEE | RG | RG | 150 | 65LR |  |  |  |  | BLACK |  | EE_Deluge_AS 1074_Black | 4428460 | PASS
EXP61054 | M111 | CW-ARRAY | EXP61154A-1 |  | 65-5295 | 65 | 76.1 | 1 | 5295 | STD 2 PAP RANGE | RG | BE |  |  | 5250 | 40B |  |  | BLACK |  | EE_Deluge_AS 1074_Black | 4428489 | EE_Run/Pap: Cột N (EE_Run Dim 1): STD 2 PAP RANGE cần '150', có ''; Cột O (EE_Pap 1): STD 2 PAP RANGE cần '40B', có ''
EXP61054 | M111 | CW-ARRAY | EXP61154A-1 |  | 150-1430 | 150 | 165.1 | 1 | 1428.7 | Groove_Thread | RG | RG | [6 empty] | BLACK |  | EE_Deluge_AS 1074_Black | 4428491 | PASS
EXP61054 | M111 | CW-ARRAY | EXP61154A-1 |  | 40-325 | 40 | 48.3 | 1 | 327 | Groove_Thread | TH | TH | [6 empty] | BLACK |  | EE_Deluge_AS 1074_Black | 4428496 | PASS
EXP61054 | M111 | CW-ARRAY | EXP61154A-1 |  | 65-4730 | 65 | 76.1 | 1 | 4730 | STD 1 PAP RANGE | RG | BE | [6 empty] | BLACK |  | EE_Deluge_AS 1074_Black | 4428500 | EE_Run/Pap: Cột N (EE_Run Dim 1): STD 1 PAP RANGE cần '4685', có ''; Cột O (EE_Pap 1): STD 1 PAP RANGE cần '40B', có ''
EXP61054 | M111 | CW-ARRAY | EXP61154A-1 |  | 65-5295 | 65 | 76.1 | 1 | 5295 | STD 2 PAP RANGE | RG | BE |  |  | 5250 | 40B |  |  | BLACK |  | EE_Deluge_AS 1074_Black | 4428518 | EE_Run/Pap: Cột N (EE_Run Dim 1): STD 2 PAP RANGE cần '150', có ''; Cột O (EE_Pap 1): STD 2 PAP RANGE cần '40B', có ''
EXP61054 | M111 | CW-ARRAY | EXP61154A-1 |  | 150-900 | 150 | 165.1 | 1 | 900 | STD ARRAY TEE | RG | RG | [6 empty] | BLACK |  | EE_Deluge_AS 1074_Black | 4428520 | EE_Run/Pap: Cột N (EE_Run Dim 1): STD ARRAY TEE cần '150', có ''; Cột O (EE_Pap 1): STD ARRAY TEE cần '65LR', có ''
EXP61054 | M111 | CW-ARRAY | EXP61154A-1 |  | 65-4730 | 65 | 76.1 | 1 | 4730 | STD 1 PAP RANGE | RG | BE | [6 empty] | BLACK |  | EE_Deluge_AS 1074_Black | 4428531 | EE_Run/Pap: Cột N (EE_Run Dim 1): STD 1 PAP RANGE cần '4685', có ''; Cột O (EE_Pap 1): STD 1 PAP RANGE cần '40B', có ''
EXP61054 | M111 | CW-ARRAY | EXP61154A-2 |  | 65-5295 | 65 | 76.1 | 1 | 5295 | STD 2 PAP RANGE | RG | BE | 150 | 40B | 5250 | 40B |  |  | BLACK |  | EE_Deluge_AS 1074_Black | 4428637 | PASS
EXP61054 | M111 | CW-ARRAY | EXP61154A-2 |  | 65-690 | 65 | 76.1 | 1 | 691.5 | Groove_Thread | RG | BE | [6 empty] | BLACK |  | EE_Deluge_AS 1074_Black | 4428656 | PASS
EXP61054 | M111 | CW-ARRAY | EXP61154A-2 |  | 65-1155 | 65 | 76.1 | 1 | 1154.1 | Fabrication | RG | RG |  | 40B |  |  |  |  | BLACK |  | EE_Deluge_AS 1074_Black | 4428696 | Mapping: Cột K (FAB Pipe): Groove_Thread cần 'Groove_Thread', có 'Fabrication'
EXP61054 | M111 | CW-ARRAY | EXP61154A-2 |  | 40-1925 | 40 | 48.3 | 1 | 1927 | Groove_Thread | TH | TH | [6 empty] | BLACK |  | EE_Deluge_AS 1074_Black | 4428709 | PASS
EXP61054 | M111 | CW-DISTRIBUTION | EXP61154A |  | 150-6500 | 150 | 165.1 | 1 | 6500 | Groove_Thread | RG | RG | [6 empty] | BLACK |  | EE_Deluge_AS 1074_Black_Coupling 177N | 4428948 | PASS
EXP61054 | M111 | CW-DISTRIBUTION | EXP61154A |  | 150-6500 | 150 | 165.1 | 1 | 6500 | Groove_Thread | RG | RG | [6 empty] | BLACK |  | EE_Deluge_AS 1074_Black_Coupling 177N | 4428954 | PASS
EXP61054 | M111 | CW-ARRAY | EXP61154A-2 |  | 150-600 | 150 | 165.1 | 1 | 601.1 | Groove_Thread | RG | RG | [6 empty] | BLACK |  | EE_Deluge_AS 1074_Black | 4428960 | PASS
EXP61054 | M111 | CW-DISTRIBUTION | EXP61154A |  | 150-4000 | 150 | 165.1 | 1 | 4000 | Groove_Thread | RG | RG | [6 empty] | BLACK |  | EE_Deluge_AS 1074_Black_Coupling 177N | 4429006 | PASS
EXP61054 | M111 | CW-ARRAY | EXP61154A-2 |  | 40-1125 | 40 | 48.3 | 1 | 1127.1 | Groove_Thread | TH | TH | [6 empty] | BLACK |  | EE_Deluge_AS 1074_Black | 8177018 | PASS
EXP61054 | M111 | CW-ARRAY | EXP61154A-2 |  | 65-3410 | 65 | 76.1 | 1 | 3410.2 | Groove_Thread | RG | RG | [6 empty] | BLACK |  | EE_Deluge_AS 1074_Black | 8179306 | PASS
EXP61054 | M111 | CW-ARRAY | EXP61154A-2 |  | 65-5295 | 65 | 76.1 | 1 | 5295 | STD 2 PAP RANGE | RG | BE | 150 | 40B | 5250 | 40B |  |  | BLACK |  | EE_Deluge_AS 1074_Black | 8179384 | PASS
EXP61054 | M111 | CW-ARRAY | EXP61154A-2 |  | 65-690 | 65 | 76.1 | 1 | 691.5 | Groove_Thread | RG | RG | [6 empty] | BLACK |  | EE_Deluge_AS 1074_Black | 8179397 | PASS
EXP61054 | M111 | CW-ARRAY | EXP61154A-2 |  | 65-1155 | 65 | 76.1 | 1 | 1154.1 | Fabrication | RG | RG | 1108 | [5 empty] | BLACK |  | EE_Deluge_AS 1074_Black | 8179402 | Mapping: Cột K (FAB Pipe): Groove_Thread cần 'Groove_Thread', có 'Fabrication'
EXP61054 | M111 | CW-ARRAY | EXP61154A-2 |  | 40-1345 | 40 | 48.3 | 1 | 1347 | Groove_Thread | TH | TH | [6 empty] | BLACK |  | EE_Deluge_AS 1074_Black | 8179408 | PASS
EXP61054 | M111 | CW-ARRAY | EXP61154A-2 |  | 40-525 | 40 | 48.3 | 1 | 527 | Groove_Thread | TH | TH | [6 empty] | BLACK |  | EE_Deluge_AS 1074_Black | 8179415 | PASS
EXP61054 | M111 | CW-ARRAY | EXP61154A-2 |  | 40-525 | 40 | 48.3 | 1 | 527 | Groove_Thread | TH | TH | [6 empty] | BLACK |  | EE_Deluge_AS 1074_Black | 8179420 | PASS
EXP61054 | M111 | CW-ARRAY | EXP61154A-2 |  | 65-3410 | 65 | 76.1 | 1 | 3410.2 | Groove_Thread | RG | RG | [6 empty] | BLACK |  | EE_Deluge_AS 1074_Black | 8179424 | PASS
EXP61054 | M111 | CW-ARRAY | EXP61154A-2 |  | 65-5295 | 65 | 76.1 | 1 | 5295 | STD 2 PAP RANGE | RG | BE | 150 | 40B | 5250 | 40B |  |  | BLACK |  | EE_Deluge_AS 1074_Black | 8179461 | PASS
EXP61054 | M111 | CW-ARRAY | EXP61154A-2 |  | 65-690 | 65 | 76.1 | 1 | 691.4 | Groove_Thread | RG | BE | [6 empty] | BLACK |  | EE_Deluge_AS 1074_Black | 8179474 | PASS
EXP61054 | M111 | CW-ARRAY | EXP61154A-2 |  | 65-1155 | 65 | 76.1 | 1 | 1154.1 | Fabrication | RG | RG | 1110 | 40B |  |  |  |  | BLACK |  | EE_Deluge_AS 1074_Black | 8179479 | Mapping: Cột K (FAB Pipe): Groove_Thread cần 'Groove_Thread', có 'Fabrication'
EXP61054 | M111 | CW-ARRAY | EXP61154A-2 |  | 40-1745 | 40 | 48.3 | 1 | 1747.1 | Groove_Thread | TH | TH | [6 empty] | BLACK |  | EE_Deluge_AS 1074_Black | 8179485 | PASS
EXP61054 | M111 | CW-ARRAY | EXP61154A-2 |  | 65-3410 | 65 | 76.1 | 1 | 3410.2 | Groove_Thread | RG | RG | [6 empty] | BLACK |  | EE_Deluge_AS 1074_Black | 8179501 | PASS
EXP61054 | M111 | CW-ARRAY | EXP61154A-2 |  | 150-660 | 150 | 165.1 | 1 | 662.2 | Groove_Thread | RG | RG | [6 empty] | BLACK |  | EE_Deluge_AS 1074_Black | 8180918 | PASS
EXP61054 | M111 | CW-ARRAY | EXP61154A-2 |  | 150-1225 | 150 | 165.1 | 1 | 1226.2 | Groove_Thread | RG | RG | [6 empty] | BLACK |  | EE_Deluge_AS 1074_Black | 8180968 | PASS
EXP61054 | M111 | CW-ARRAY | EXP61154A-2 |  | 150-95 | 150 | 165.1 | 1 | 96.4 | Groove_Thread | RG | RG | [6 empty] | BLACK |  | EE_Deluge_AS 1074_Black | 8181275 | PASS
EXP61054 | M111 | CW-ARRAY | EXP61154A-2 |  | 150-2210 | 150 | 165.1 | 1 | 2209.7 | Groove_Thread | RG | RG | [6 empty] | BLACK |  | EE_Deluge_AS 1074_Black | 8181376 | PASS
EXP61054 | M110 | CW-ARRAY | EXP61054A-2 |  | 40-175 | 40 | 48.3 | 1 | 176.9 | Groove_Thread | TH | TH | [6 empty] | BLACK |  | EE_Deluge_AS 1074_Black | 9164129 | PASS
EXP61054 | M110 | CW-ARRAY | EXP61054A-2 |  | 40-175 | 40 | 48.3 | 1 | 176.9 | Groove_Thread | TH | TH | [6 empty] | BLACK |  | EE_Deluge_AS 1074_Black | 9164265 | PASS
EXP61054 | M110 | CW-ARRAY | EXP61054A-2 |  | 40-325 | 40 | 48.3 | 1 | 327 | Groove_Thread | TH | TH | [6 empty] | BLACK |  | EE_Deluge_AS 1074_Black | 9164297 | PASS
EXP61054 | M111 | CW-ARRAY | EXP61154A-1 |  | 40-425 | 40 | 48.3 | 1 | 427 | Groove_Thread | TH | TH | [6 empty] | BLACK |  | EE_Deluge_AS 1074_Black | 9166387 | PASS
EXP61054 | M111 | CW-ARRAY | EXP61154A-1 |  | 40-425 | 40 | 48.3 | 1 | 427 | Groove_Thread | TH | TH | [6 empty] | BLACK |  | EE_Deluge_AS 1074_Black | 9166403 | PASS
EXP61054 | M111 | CW-ARRAY | EXP61154A-2 |  | 40-1125 | 40 | 48.3 | 1 | 1127 | Groove_Thread | TH | TH | [6 empty] | BLACK |  | EE_Deluge_AS 1074_Black | 9168798 | PASS
EXP61054 | M110 | CW-ARRAY | EXP61054A-1 |  | 150-900 | 150 | 165.1 | 1 | 900 | STD ARRAY TEE | RG | RG | [6 empty] | BLACK |  | EE_Deluge_AS 1074_Black | 9235594 | EE_Run/Pap: Cột N (EE_Run Dim 1): STD ARRAY TEE cần '150', có ''; Cột O (EE_Pap 1): STD ARRAY TEE cần '65LR', có ''
EXP61054 | M110 | CW-ARRAY | EXP61054A-2 |  | 150-3620 | 150 | 165.1 | 1 | 3620.2 | Groove_Thread | RG | RG | [6 empty] | BLACK |  | EE_Deluge_AS 1074_Black | 9235642 | PASS
EXP61054 | M111 | CW-ARRAY | EXP61154A-1 |  | 150-900 | 150 | 165.1 | 1 | 900 | STD ARRAY TEE | RG | RG | [6 empty] | BLACK |  | EE_Deluge_AS 1074_Black | 9235667 | EE_Run/Pap: Cột N (EE_Run Dim 1): STD ARRAY TEE cần '150', có ''; Cột O (EE_Pap 1): STD ARRAY TEE cần '65LR', có ''
EXP61054 | M111 | CW-ARRAY | EXP61154A-1 |  | 150-3590 | 150 | 165.1 | 1 | 3591.9 | Groove_Thread | RG | RG | [6 empty] | BLACK |  | EE_Deluge_AS 1074_Black | 9235671 | PASS
EXP61054 | M110-M111 | CP-INTERNAL | EXP61054 |  | 150-450 | 150 | 165.1 | 1 | 447.6 | Groove_Thread | RG | RG | [6 empty] | GAL |  | EE_Deluge_AS 1074_Gal | 12364294 | PASS
EXP61054 | M110 | CP-EXTERNAL | EXP61054 |  | 150-1295 | 150 | 165.1 | 1 | 1295.7 | Groove_Thread | RG | RG | [6 empty] | BLACK |  | EE_Deluge_AS 1074_Black_Coupling 177N | 12364485 | PASS
EXP61054 | M110 | CW-ARRAY | EXP61054A-1 |  | 40-325 | 40 | 48.3 | 1 | 325 | Groove_Thread | TH | TH | [6 empty] | BLACK |  | EE_Deluge_AS 1074_Black | 12394731 | PASS
EXP61054 | M110 | CW-ARRAY | EXP61054A-1 |  | 40-325 | 40 | 48.3 | 1 | 325 | Groove_Thread | TH | TH | [6 empty] | BLACK |  | EE_Deluge_AS 1074_Black | 12394733 | PASS
EXP61054 | M110 | CW-ARRAY | EXP61054A-1 |  | 40-325 | 40 | 48.3 | 1 | 325 | Groove_Thread | TH | TH | [6 empty] | BLACK |  | EE_Deluge_AS 1074_Black | 12394735 | PASS
EXP61054 | M110-M111 | CP-INTERNAL | EXP61054 |  | 150-890 | 150 | 165.1 | 1 | 887.8 | Groove_Thread | RG | RG | [6 empty] | GAL |  | EE_Deluge_AS 1074_Gal | 12574796 | PASS
EXP61054 | M110-M111 | CP-INTERNAL | EXP61054 |  | 150-870 | 150 | 165.1 | 1 | 870.6 | Groove_Thread | RG | RG | [6 empty] | GAL |  | EE_Deluge_AS 1074_Gal | 12657003 | PASS
EXP61054 | M110-M111 | CP-INTERNAL | EXP61054 |  | 150-860 | 150 | 165.1 | 1 | 859.3 | Groove_Thread | RG | RG | [6 empty] | GAL |  | EE_Deluge_AS 1074_Gal | 12657025 | PASS
EXP61054 | M110-M111 | CP-INTERNAL | EXP61054 |  | 150-1490 | 150 | 165.1 | 1 | 1498.1 | Groove_Thread | RG | RG | [6 empty] | GAL |  | EE_Deluge_AS 1074_Gal | 12813851 | PASS
EXP61054 | M110-M111 | CP-INTERNAL | EXP61054 |  | 150-1480 | 150 | 165.1 | 1 | 1488.7 | Groove_Thread | RG | RG | [6 empty] | GAL |  | EE_Deluge_AS 1074_Gal | 12827126 | PASS
EXP61054 | M110 | CW-DISTRIBUTION | EXP61054A |  | 150-1990 | 150 | 165.1 | 1 | 1989.3 | Groove_Thread | RG | RG | [6 empty] | BLACK |  | EE_Deluge_AS 1074_Black_Coupling 177N | 14175157 | PASS
EXP61054 | M111 | CP-EXTERNAL | EXP61054 |  | 150-1315 | 150 | 165.1 | 1 | 1314 | Groove_Thread | RG | RG | [6 empty] | BLACK |  | EE_Deluge_AS 1074_Black_Coupling 177N | 14175283 | Array: cần 'EXP61154', có 'EXP61054'
EXP61054 | M111 | CW-DISTRIBUTION | EXP61154A |  | 150-370 | 150 | 165.1 | 1 | 369.3 | Groove_Thread | RG | RG | [6 empty] | BLACK |  | EE_Deluge_AS 1074_Black_Coupling 177N | 14175345 | PASS
EXP61054 | M111 | CW-DISTRIBUTION | EXP61154A |  | 150-1620 | 150 | 165.1 | 1 | 1622.2 | Groove_Thread | RG | RG | [6 empty] | BLACK |  | EE_Deluge_AS 1074_Black_Coupling 177N | 14175367 | PASS
EXP61054 | M111 | CW-DISTRIBUTION | EXP61154A |  | 150-535 | 150 | 165.1 | 1 | 535.4 | Groove_Thread | RG | RG | [6 empty] | BLACK |  | EE_Deluge_AS 1074_Black_Coupling 177N | 14175621 | PASS
EXP61054 | M111 | CW-DISTRIBUTION | EXP61154A |  | 150-6025 | 150 | 165.1 | 1 | 6025.9 | Groove_Thread | RG | RG | [6 empty] | BLACK |  | EE_Deluge_AS 1074_Black_Coupling 177N | 14175633 | PASS
EXP61054 | M111 | CW-ARRAY | EXP61154A-2 |  | 150-910 | 150 | 165.1 | 1 | 912 | Groove_Thread | RG | RG | [6 empty] | BLACK |  | EE_Deluge_AS 1074_Black | 14175751 | PASS
EXP61054 | M111 | CP-EXTERNAL | EXP61054 |  | 150-1310 | 150 | 165.1 | 1 | 1312 | Groove_Thread | RG | RG | [6 empty] | BLACK |  | EE_Deluge_AS 1074_Black_Coupling 177N | 14498969 | Array: cần 'EXP61154', có 'EXP61054'
Total | [7 empty] | 3 | [14 empty] | PASS

## Pipe Fitting Schedule
EE_Cross Passage | EE_Location and Lanes | EE_System Type | EE_Array Number | EE_Stock Code | EE_Item Description | Size | Outside Diameter | Qty | Length | EE_FAB Pipe | EE_PIPE END-1 | EE_PIPE END-2 | EE_Run Dim 1 | EE_Pap 1 | EE_Run Dim 2 | EE_Pap 2 | EE_Run Dim 3 | EE_Pap 3 | EE_Pipe Treatment | Family | Type | ID | Validation_Check
EXP61054 | M110 | CW-ARRAY | EXP61054A-1 |  | BUTTWELD CAP END | 65 | 76.1 | 1 | [10 empty] | BLACK | Pipe Fitting - Butt-Welded Cap End | Standard | 3658847 | PASS
EXP61054 | M110 | CW-ARRAY | EXP61054A-1 |  | THREADED-COUPLING CONCENTRIC REDUCING-Class 150 | 40x25 | 40.2/56.2 | 1 | 54 | [9 empty] | BLACK | Threaded - Coupling Concentric Reducing - MI - DN40-25 | Standard | 3658856 | PASS
EXP61054 | M110 | CW-ARRAY | EXP61054A-1 |  | THREADED-COUPLING CONCENTRIC REDUCING-Class 150 | 40x25 | 40.2/56.2 | 1 | 54 | [9 empty] | BLACK | Threaded - Coupling Concentric Reducing - MI - DN40-25 | Standard | 3658859 | PASS
EXP61054 | M110 | CW-ARRAY | EXP61054A-1 |  | BUTTWELD CAP END | 65 | 76.1 | 1 | [10 empty] | BLACK | Pipe Fitting - Butt-Welded Cap End | Standard | 3658860 | PASS
EXP61054 | M110 | CW-ARRAY | EXP61054A-1 |  | VIC FP COUPLING STYLE 009N (RIGID) | 65x65 | 76.1 | 1 | [10 empty] | BLACK | Victaulic-FP-FireLock EZ Rigid Coupling Style 009N | Standard | 3658863 | PASS
EXP61054 | M110 | CW-ARRAY | EXP61054A-1 |  | VIC FP COUPLING STYLE 009N (RIGID) | 65x65 | 76.1 | 1 | [10 empty] | BLACK | Victaulic-FP-FireLock EZ Rigid Coupling Style 009N | Standard | 3658865 | PASS
EXP61054 | M110 | CW-ARRAY | EXP61054A-1 |  | THREADED-COUPLING CONCENTRIC REDUCING-Class 150 | 40x25 | 56.2/40.2 | 1 | 54 | [9 empty] | BLACK | Threaded - Coupling Concentric Reducing - MI - DN40-25 | Standard | 3658867 | PASS
EXP61054 | M110 | CW-ARRAY | EXP61054A-1 |  | BUTTWELD CAP END | 65 | 76.1 | 1 | [10 empty] | BLACK | Pipe Fitting - Butt-Welded Cap End | Standard | 3658882 | PASS
EXP61054 | M110 | CW-ARRAY | EXP61054A-1 |  | VIC FP COUPLING STYLE 009N (RIGID) | 150x150 | 165.1 | 1 | [10 empty] | BLACK | Victaulic-FP-FireLock EZ Rigid Coupling Style 009N_Union | Standard | 3658884 | PASS
EXP61054 | M110 | CW-ARRAY | EXP61054A-1 |  | BUTTWELD CAP END | 65 | 76.1 | 1 | [10 empty] | BLACK | Pipe Fitting - Butt-Welded Cap End | Standard | 3658898 | PASS
EXP61054 | M110 | CW-ARRAY | EXP61054A-1 |  | VIC FP COUPLING STYLE 009N (RIGID) | 65x65 | 76.1 | 1 | [10 empty] | BLACK | Victaulic-FP-FireLock EZ Rigid Coupling Style 009N | Standard | 3658901 | PASS
EXP61054 | M110 | CW-ARRAY | EXP61054A-1 |  | VIC FP COUPLING STYLE 009N (RIGID) | 65x65 | 76.1 | 1 | [10 empty] | BLACK | Victaulic-FP-FireLock EZ Rigid Coupling Style 009N | Standard | 3658903 | PASS
EXP61054 | M110 | CW-ARRAY | EXP61054A-1 |  | VIC FP COUPLING STYLE 009N (RIGID) | 150x150 | 165.1 | 1 | [10 empty] | BLACK | Victaulic-FP-FireLock EZ Rigid Coupling Style 009N_Union | Standard | 3658906 | PASS
EXP61054 | M110 | CW-ARRAY | EXP61054A-2 |  | BUTTWELD CAP END | 65 | 76.1 | 1 | [10 empty] | BLACK | Pipe Fitting - Butt-Welded Cap End | Standard | 3658925 | PASS
EXP61054 | M110 | CW-ARRAY | EXP61054A-2 |  | THREADED-COUPLING CONCENTRIC REDUCING-Class 150 | 40x25 | 40.2/56.2 | 1 | 54 | [9 empty] | BLACK | Threaded - Coupling Concentric Reducing - MI - DN40-25 | Standard | 3658938 | PASS
EXP61054 | M110 | CW-ARRAY | EXP61054A-2 |  | BUTTWELD CAP END | 65 | 76.1 | 1 | [10 empty] | BLACK | Pipe Fitting - Butt-Welded Cap End | Standard | 3658939 | PASS
EXP61054 | M110 | CW-ARRAY | EXP61054A-2 |  | VIC FP COUPLING STYLE 009N (RIGID) | 65x65 | 76.1 | 1 | [10 empty] | BLACK | Victaulic-FP-FireLock EZ Rigid Coupling Style 009N | Standard | 3658942 | PASS
EXP61054 | M110 | CW-ARRAY | EXP61054A-2 |  | VIC FP COUPLING STYLE 009N (RIGID) | 65x65 | 76.1 | 1 | [10 empty] | BLACK | Victaulic-FP-FireLock EZ Rigid Coupling Style 009N | Standard | 3658944 | PASS
EXP61054 | M110 | CW-ARRAY | EXP61054A-2 |  | THREADED-COUPLING CONCENTRIC REDUCING-Class 150 | 40x25 | 56.2/40.2 | 1 | 54 | [9 empty] | BLACK | Threaded - Coupling Concentric Reducing - MI - DN40-25 | Standard | 3658946 | PASS
EXP61054 | M110 | CW-ARRAY | EXP61054A-2 |  | BUTTWELD CAP END | 65 | 76.1 | 1 | [10 empty] | BLACK | Pipe Fitting - Butt-Welded Cap End | Standard | 3658960 | PASS
EXP61054 | M110 | CW-ARRAY | EXP61054A-2 |  | VIC FP COUPLING STYLE 009N (RIGID) | 150x150 | 165.1 | 1 | [10 empty] | BLACK | Victaulic-FP-FireLock EZ Rigid Coupling Style 009N_Union | Standard | 3658962 | PASS
EXP61054 | M110 | CW-ARRAY | EXP61054A-2 |  | BUTTWELD CAP END | 65 | 76.1 | 1 | [10 empty] | BLACK | Pipe Fitting - Butt-Welded Cap End | Standard | 3658976 | PASS
EXP61054 | M110 | CW-ARRAY | EXP61054A-2 |  | VIC FP COUPLING STYLE 009N (RIGID) | 65x65 | 76.1 | 1 | [10 empty] | BLACK | Victaulic-FP-FireLock EZ Rigid Coupling Style 009N | Standard | 3658979 | PASS
EXP61054 | M110 | CW-ARRAY | EXP61054A-2 |  | VIC FP COUPLING STYLE 009N (RIGID) | 65x65 | 76.1 | 1 | [10 empty] | BLACK | Victaulic-FP-FireLock EZ Rigid Coupling Style 009N | Standard | 3658981 | PASS
EXP61054 | M110 | CW-ARRAY | EXP61054A-2 |  | VIC FP COUPLING STYLE 009N (RIGID) | 150x150 | 165.1 | 1 | [10 empty] | BLACK | Victaulic-FP-FireLock EZ Rigid Coupling Style 009N_Union | Standard | 3658984 | PASS
EXP61054 | M110 | CW-ARRAY | EXP61054A-2 |  | VIC FP COUPLING STYLE 009N (RIGID) | 150x150 | 165.1 | 1 | [10 empty] | BLACK | Victaulic-FP-FireLock EZ Rigid Coupling Style 009N | Standard | 3659008 | PASS
EXP61054 | M110 | CW-ARRAY | EXP61054A-1 |  | VIC FP COUPLING STYLE 009N (RIGID) | 150x150 | 165.1 | 1 | [10 empty] | BLACK | Victaulic-FP-FireLock EZ Rigid Coupling Style 009N | Standard | 3659011 | PASS
EXP61054 | M110 | CW-ARRAY | EXP61054A-2 |  | VIC FP COUPLING STYLE 009N (RIGID) | 150x150 | 165.1 | 1 | [10 empty] | BLACK | Victaulic-FP-FireLock EZ Rigid Coupling Style 009N | Standard | 3659014 | PASS
EXP61054 | M110 | CW-DISTRIBUTION | EXP61054A |  | VIC FP COUPLING STYLE 009N (RIGID) | 150x150 | 165.1 | 1 | [10 empty] | BLACK | Victaulic-FP-FireLock EZ Rigid Coupling Style 009N | Standard | 3659015 | PASS
EXP61054 | M110 | CW-DISTRIBUTION | EXP61054A |  | VIC FP TEE No 002 | 150x150x150 | 165.1 | 1 | [10 empty] | BLACK | Victaulic-FP-Tee No 002 | Standard | 3659016 | PASS
EXP61054 | M110 | CW-ARRAY | EXP61054A-2 |  | VIC FP 90 DEG ELBOW No 001 | 150x150 | 165.1 | 1 | [10 empty] | BLACK | Victaulic-FP-Elbow No 001-003 | Standard | 3659017 | PASS
EXP61054 | M110 | CW-DISTRIBUTION | EXP61054A |  | VIC FP 90 DEG ELBOW No 001 | 150x150 | 165.1 | 1 | [10 empty] | BLACK | Victaulic-FP-Elbow No 001-003 | Standard | 3659018 | PASS
EXP61054 | M110 | CW-ARRAY | EXP61054A-1 |  | VIC FP 90 DEG ELBOW No 001 | 150x150 | 165.1 | 1 | [10 empty] | BLACK | Victaulic-FP-Elbow No 001-003 | Standard | 3659019 | PASS
EXP61054 | M110 | CW-DISTRIBUTION | EXP61054A |  | VIC QUICKVIC COUPLING STYLE 177N (FLEX) | 150x150 | 165.1 | 1 | [10 empty] | BLACK | Victaulic-IPS-QuickVic Flexible Coupling Style 177_Union | Standard | 3665406 | PASS
EXP61054 | M110 | CW-DISTRIBUTION | EXP61054A |  | VIC QUICKVIC COUPLING STYLE 177N (FLEX) | 150x150 | 165.1 | 1 | [10 empty] | BLACK | Victaulic-IPS-QuickVic Flexible Coupling Style 177_Union | Standard | 3665408 | PASS
EXP61054 | M110 | CW-DISTRIBUTION | EXP61054A |  | VIC FP 45 DEG ELBOW No 003 | 150x150 | 165.1 | 1 | [10 empty] | BLACK | Victaulic-FP-Elbow No 001-003 | Standard | 3668813 | PASS
EXP61054 | M110-M111 | CP-INTERNAL | EXP61054 |  | VIC FP COUPLING STYLE 009N (RIGID) | 150x150 | 168.3 | 1 | [10 empty] | GAL | Victaulic-FP-FireLock EZ Rigid Coupling Style 009N_Union_DN168 | Standard | 3907535 | PASS
EXP61054 | M110-M111 | CP-INTERNAL | EXP61054 |  | VIC FP COUPLING STYLE 009N (RIGID) | 150x150 | 168.3 | 1 | [10 empty] | GAL | Victaulic-FP-FireLock EZ Rigid Coupling Style 009N_Union_DN168 | Standard | 3907539 | PASS
EXP61054 | M110-M111 | CP-INTERNAL | EXP61054 |  | VIC FP COUPLING STYLE 009N (RIGID) | 150x150 | 168.3 | 1 | [10 empty] | GAL | Victaulic-FP-FireLock EZ Rigid Coupling Style 009N_Union_DN168 | Standard | 3907543 | PASS
EXP61054 | M110-M111 | CP-INTERNAL | EXP61054 |  | VIC FP COUPLING STYLE 009N (RIGID) | 150x150 | 168.3 | 1 | [10 empty] | GAL | Victaulic-FP-FireLock EZ Rigid Coupling Style 009N_Union_DN168 | Standard | 3907552 | PASS
EXP61054 | M110-M111 | CP-INTERNAL | EXP61054 |  | VIC FP COUPLING STYLE 009N (RIGID) | 150x150 | 168.3 | 1 | [10 empty] | GAL | Victaulic-FP-FireLock EZ Rigid Coupling Style 009N_Union_DN168 | Standard | 3907556 | PASS
EXP61054 | M110-M111 | CP-INTERNAL | EXP61054 |  | VIC FP COUPLING STYLE 009N (RIGID) | 150x150 | 168.3 | 1 | [10 empty] | GAL | Victaulic-FP-FireLock EZ Rigid Coupling Style 009N_Union_DN168 | Standard | 3907560 | PASS
EXP61054 | M110-M111 | CP-INTERNAL | EXP61054 |  | VIC FP COUPLING STYLE 009N (RIGID) | 150x150 | 168.3 | 1 | [10 empty] | GAL | Victaulic-FP-FireLock EZ Rigid Coupling Style 009N_Union_DN168 | Standard | 3907606 | PASS
EXP61054 | M110-M111 | CP-INTERNAL | EXP61054 |  | VIC FP COUPLING STYLE 009N (RIGID) | 150x150 | 168.3 | 1 | [10 empty] | GAL | Victaulic-FP-FireLock EZ Rigid Coupling Style 009N_Union_DN168 | Standard | 3907608 | PASS
EXP61054 | M110 | CP-EXTERNAL | EXP61054 |  | VIC FP 45 DEG ELBOW No 003 | 150x150 | 165.1 | 1 | [10 empty] | BLACK | Victaulic-FP-Elbow No 001-003 | Standard | 3907972 | PASS
EXP61054 | M110 | CP-EXTERNAL | EXP61054 |  | VIC QUICKVIC COUPLING STYLE 177N (FLEX) | 150x150 | 165.1 | 1 | [10 empty] | BLACK | Victaulic-IPS-QuickVic Flexible Coupling Style 177_Union | Standard | 3908006 | PASS
EXP61054 | M110 | CP-EXTERNAL | EXP61054 |  | VIC QUICKVIC COUPLING STYLE 177N (FLEX) | 150x150 | 165.1 | 1 | [10 empty] | BLACK | Victaulic-IPS-QuickVic Flexible Coupling Style 177_Union | Standard | 3908035 | PASS
EXP61054 | M110 | CW-DISTRIBUTION | EXP61054A |  | VIC QUICKVIC COUPLING STYLE 177N (FLEX) | 150x150 | 165.1 | 1 | [10 empty] | BLACK | Victaulic-IPS-QuickVic Flexible Coupling Style 177_Union | Standard | 3908192 | PASS
EXP61054 | M110 | CW-DISTRIBUTION | EXP61054A |  | VIC FP 90 DEG ELBOW No 001 | 150x150 | 165.1 | 1 | [10 empty] | BLACK | Victaulic-FP-Elbow No 001-003 | Standard | 3908232 | PASS
EXP61054 | M110 | CW-DISTRIBUTION | EXP61054A |  | VIC QUICKVIC COUPLING STYLE 177N (FLEX) | 150x150 | 165.1 | 1 | [10 empty] | BLACK | Victaulic-IPS-QuickVic Flexible Coupling Style 177_Union | Standard | 3908253 | PASS
EXP61054 | M110 | CW-DISTRIBUTION | EXP61054A |  | VIC QUICKVIC COUPLING STYLE 177N (FLEX) | 150x150 | 165.1 | 1 | [10 empty] | BLACK | Victaulic-IPS-QuickVic Flexible Coupling Style 177_Union | Standard | 3908293 | PASS
EXP61054 | M110 | CW-DISTRIBUTION | EXP61054A |  | VIC QUICKVIC COUPLING STYLE 177N (FLEX) | 150x150 | 165.1 | 1 | [10 empty] | BLACK | Victaulic-IPS-QuickVic Flexible Coupling Style 177_Union | Standard | 3908704 | PASS
EXP61054 | M110 | CW-DISTRIBUTION | EXP61054A |  | VIC QUICKVIC COUPLING STYLE 177N (FLEX) | 150x150 | 165.1 | 1 | [10 empty] | BLACK | Victaulic-IPS-QuickVic Flexible Coupling Style 177_Union | Standard | 3908744 | PASS
EXP61054 | M111 | CW-ARRAY | EXP61154A-2 |  | VIC FP COUPLING STYLE 009N (RIGID) | 65x65 | 76.1 | 1 | [10 empty] | BLACK | Victaulic-FP-FireLock EZ Rigid Coupling Style 009N | Standard | 4428444 | PASS
EXP61054 | M111 | CW-ARRAY | EXP61154A-2 |  | VIC FP COUPLING STYLE 009N (RIGID) | 65x65 | 76.1 | 1 | [10 empty] | BLACK | Victaulic-FP-FireLock EZ Rigid Coupling Style 009N | Standard | 4428445 | PASS
EXP61054 | M111 | CW-ARRAY | EXP61154A-2 |  | VIC FP COUPLING STYLE 009N (RIGID) | 150x150 | 165.1 | 1 | [10 empty] | BLACK | Victaulic-FP-FireLock EZ Rigid Coupling Style 009N_Union | Standard | 4428451 | PASS
EXP61054 | M111 | CW-ARRAY | EXP61154A-2 |  | VIC FP COUPLING STYLE 009N (RIGID) | 65x65 | 76.1 | 1 | [10 empty] | BLACK | Victaulic-FP-FireLock EZ Rigid Coupling Style 009N | Standard | 4428454 | PASS
EXP61054 | M111 | CW-ARRAY | EXP61154A-2 |  | VIC FP COUPLING STYLE 009N (RIGID) | 150x150 | 165.1 | 1 | [10 empty] | BLACK | Victaulic-FP-FireLock EZ Rigid Coupling Style 009N_Union | Standard | 4428457 | PASS
EXP61054 | M111 | CW-ARRAY | EXP61154A-2 |  | VIC FP COUPLING STYLE 009N (RIGID) | 150x150 | 165.1 | 1 | [10 empty] | BLACK | Victaulic-FP-FireLock EZ Rigid Coupling Style 009N_Union | Standard | 4428461 | PASS
EXP61054 | M111 | CW-ARRAY | EXP61154A-2 |  | VIC FP COUPLING STYLE 009N (RIGID) | 65x65 | 76.1 | 1 | [10 empty] | BLACK | Victaulic-FP-FireLock EZ Rigid Coupling Style 009N | Standard | 4428464 | PASS
EXP61054 | M111 | CW-ARRAY | EXP61154A-2 |  | VIC FP COUPLING STYLE 009N (RIGID) | 65x65 | 76.1 | 1 | [10 empty] | BLACK | Victaulic-FP-FireLock EZ Rigid Coupling Style 009N | Standard | 4428466 | PASS
EXP61054 | M111 | CW-ARRAY | EXP61154A-2 |  | VIC FP COUPLING STYLE 009N (RIGID) | 150x150 | 165.1 | 1 | [10 empty] | BLACK | Victaulic-FP-FireLock EZ Rigid Coupling Style 009N_Union | Standard | 4428467 | PASS
EXP61054 | M111 | CW-ARRAY | EXP61154A-1 |  | BUTTWELD CAP END | 65 | 76.1 | 1 | [10 empty] | BLACK | Pipe Fitting - Butt-Welded Cap End | Standard | 4428490 | PASS
EXP61054 | M111 | CW-ARRAY | EXP61154A-1 |  | BUTTWELD CAP END | 65 | 76.1 | 1 | [10 empty] | BLACK | Pipe Fitting - Butt-Welded Cap End | Standard | 4428499 | PASS
EXP61054 | M111 | CW-ARRAY | EXP61154A-1 |  | VIC FP COUPLING STYLE 009N (RIGID) | 65x65 | 76.1 | 1 | [10 empty] | BLACK | Victaulic-FP-FireLock EZ Rigid Coupling Style 009N | Standard | 4428502 | PASS
EXP61054 | M111 | CW-ARRAY | EXP61154A-1 |  | VIC FP COUPLING STYLE 009N (RIGID) | 65x65 | 76.1 | 1 | [10 empty] | BLACK | Victaulic-FP-FireLock EZ Rigid Coupling Style 009N | Standard | 4428504 | PASS
EXP61054 | M111 | CW-ARRAY | EXP61154A-1 |  | BUTTWELD CAP END | 65 | 76.1 | 1 | [10 empty] | BLACK | Pipe Fitting - Butt-Welded Cap End | Standard | 4428519 | PASS
EXP61054 | M111 | CW-ARRAY | EXP61154A-1 |  | VIC FP COUPLING STYLE 009N (RIGID) | 150x150 | 165.1 | 1 | [10 empty] | BLACK | Victaulic-FP-FireLock EZ Rigid Coupling Style 009N_Union | Standard | 4428521 | PASS
EXP61054 | M111 | CW-ARRAY | EXP61154A-1 |  | BUTTWELD CAP END | 65 | 76.1 | 1 | [10 empty] | BLACK | Pipe Fitting - Butt-Welded Cap End | Standard | 4428530 | PASS
EXP61054 | M111 | CW-ARRAY | EXP61154A-1 |  | VIC FP COUPLING STYLE 009N (RIGID) | 65x65 | 76.1 | 1 | [10 empty] | BLACK | Victaulic-FP-FireLock EZ Rigid Coupling Style 009N | Standard | 4428533 | PASS
EXP61054 | M111 | CW-ARRAY | EXP61154A-1 |  | VIC FP COUPLING STYLE 009N (RIGID) | 65x65 | 76.1 | 1 | [10 empty] | BLACK | Victaulic-FP-FireLock EZ Rigid Coupling Style 009N | Standard | 4428535 | PASS
EXP61054 | M111 | CW-ARRAY | EXP61154A-1 |  | VIC FP COUPLING STYLE 009N (RIGID) | 150x150 | 165.1 | 1 | [10 empty] | BLACK | Victaulic-FP-FireLock EZ Rigid Coupling Style 009N_Union | Standard | 4428537 | PASS
EXP61054 | M111 | CW-ARRAY | EXP61154A-1 |  | VIC FP COUPLING STYLE 009N (RIGID) | 150x150 | 165.1 | 1 | [10 empty] | BLACK | Victaulic-FP-FireLock EZ Rigid Coupling Style 009N | Standard | 4428544 | PASS
EXP61054 | M111 | CW-ARRAY | EXP61154A-2 |  | VIC FP COUPLING STYLE 009N (RIGID) | 150x150 | 165.1 | 1 | [10 empty] | BLACK | Victaulic-FP-FireLock EZ Rigid Coupling Style 009N | Standard | 4428545 | PASS
EXP61054 | M111 | CW-ARRAY | EXP61154A-2 |  | BUTTWELD CAP END | 65 | 76.1 | 1 | [10 empty] | BLACK | Pipe Fitting - Butt-Welded Cap End | Standard | 4428633 | PASS
EXP61054 | M111 | CW-ARRAY | EXP61154A-2 |  | VIC FP COUPLING STYLE 009N (RIGID) | 65x65 | 76.1 | 1 | [10 empty] | BLACK | Victaulic-FP-FireLock EZ Rigid Coupling Style 009N_Union | Standard | 4428644 | PASS
EXP61054 | M111 | CW-ARRAY | EXP61154A-2 |  | VIC FP 90 DEG ELBOW No 001 | 65x65 | 76.1 | 1 | [10 empty] | BLACK | Victaulic-FP-Elbow No 001-003 | Standard | 4428650 | PASS
EXP61054 | M111 | CW-ARRAY | EXP61154A-2 |  | VIC FP 90 DEG ELBOW No 001 | 65x65 | 76.1 | 1 | [10 empty] | BLACK | Victaulic-FP-Elbow No 001-003 | Standard | 4428652 | PASS
EXP61054 | M111 | CW-ARRAY | EXP61154A-2 |  | VIC FP COUPLING STYLE 009N (RIGID) | 65x65 | 76.1 | 1 | [10 empty] | BLACK | Victaulic-FP-FireLock EZ Rigid Coupling Style 009N_Union | Standard | 4428654 | PASS
EXP61054 | M111 | CW-ARRAY | EXP61154A-2 |  | VIC FP COUPLING STYLE 009N (RIGID) | 65x65 | 76.1 | 1 | [10 empty] | BLACK | Victaulic-FP-FireLock EZ Rigid Coupling Style 009N_Union | Standard | 4428658 | PASS
EXP61054 | M111 | CW-ARRAY | EXP61154A-2 |  | BUTTWELD CAP END | 65 | 76.1 | 1 | [10 empty] | BLACK | Pipe Fitting - Butt-Welded Cap End | Standard | 4428701 | PASS
EXP61054 | M111 | CW-ARRAY | EXP61154A-2 |  | THREADED-COUPLING CONCENTRIC REDUCING-Class 150 | 40x25 | 56.2/40.2 | 1 | 54 | [9 empty] | BLACK | Threaded - Coupling Concentric Reducing - MI - DN40-25 | Standard | 4428710 | PASS
EXP61054 | M111 | CW-DISTRIBUTION | EXP61154A |  | VIC QUICKVIC COUPLING STYLE 177N (FLEX) | 150x150 | 165.1 | 1 | [10 empty] | BLACK | Victaulic-IPS-QuickVic Flexible Coupling Style 177_Union | Standard | 4428735 | PASS
EXP61054 | M111 | CW-ARRAY | EXP61154A-1 |  | VIC FP COUPLING STYLE 009N (RIGID) | 150x150 | 165.1 | 1 | [10 empty] | BLACK | Victaulic-FP-FireLock EZ Rigid Coupling Style 009N | Standard | 4428737 | PASS
EXP61054 | M111 | CW-ARRAY | EXP61154A-1 |  | VIC FP 90 DEG ELBOW No 001 | 150x150 | 165.1 | 1 | [10 empty] | BLACK | Victaulic-FP-Elbow No 001-003 | Standard | 4428738 | PASS
EXP61054 | M111 | CW-DISTRIBUTION | EXP61154A |  | VIC FP 90 DEG ELBOW No 001 | 150x150 | 165.1 | 1 | [10 empty] | BLACK | Victaulic-FP-Elbow No 001-003 | Standard | 4428745 | PASS
EXP61054 | M111 | CW-ARRAY | EXP61154A-1 |  | THREADED-COUPLING CONCENTRIC REDUCING-Class 150 | 40x25 | 56.2/40.2 | 1 | 54 | [9 empty] | BLACK | Threaded - Coupling Concentric Reducing - MI - DN40-25 | Standard | 4428752 | PASS
EXP61054 | M111 | CW-DISTRIBUTION | EXP61154A |  | VIC FP TEE No 002 | 150x150x150 | 165.1 | 1 | [10 empty] | BLACK | Victaulic-FP-Tee No 002 | Standard | 4428941 | PASS
EXP61054 | M111 | CW-ARRAY | EXP61154A-1 |  | VIC FP CAP No 006 | 150 | 165.1 | 1 | [10 empty] | BLACK | Victaulic-FP-Cap No 006 | Standard | 4428946 | PASS
EXP61054 | M111 | CW-DISTRIBUTION | EXP61154A |  | VIC QUICKVIC COUPLING STYLE 177N (FLEX) | 150x150 | 165.1 | 1 | [10 empty] | BLACK | Victaulic-IPS-QuickVic Flexible Coupling Style 177_Union | Standard | 4428952 | PASS
EXP61054 | M111 | CW-ARRAY | EXP61154A-2 |  | VIC FP CAP No 006 | 150 | 165.1 | 1 | [10 empty] | BLACK | Victaulic-FP-Cap No 006 | Standard | 4428957 | PASS
EXP61054 | M111 | CW-ARRAY | EXP61154A-2 |  | VIC FP TEE No 002 | 150x150x150 | 165.1 | 1 | [10 empty] | BLACK | Victaulic-FP-Tee No 002 | Standard | 4428959 | PASS
EXP61054 | M111 | CW-ARRAY | EXP61154A-2 |  | VIC FP COUPLING STYLE 009N (RIGID) | 150x150 | 165.1 | 1 | [10 empty] | BLACK | Victaulic-FP-FireLock EZ Rigid Coupling Style 009N | Standard | 4428963 | PASS
EXP61054 | M111 | CW-DISTRIBUTION | EXP61154A |  | VIC FP 90 DEG ELBOW No 001 | 150x150 | 165.1 | 1 | [10 empty] | BLACK | Victaulic-FP-Elbow No 001-003 | Standard | 4428977 | PASS
EXP61054 | M111 | CW-ARRAY | EXP61154A-2 |  | VIC FP CAP No 006 | 150 | 165.1 | 1 | [10 empty] | BLACK | Victaulic-FP-Cap No 006 | Standard | 4428989 | PASS
EXP61054 | M111 | CW-DISTRIBUTION | EXP61154A |  | VIC FP 90 DEG ELBOW No 001 | 150x150 | 165.1 | 1 | [10 empty] | BLACK | Victaulic-FP-Elbow No 001-003 | Standard | 4429014 | PASS
EXP61054 | M111 | CW-DISTRIBUTION | EXP61154A |  | VIC FP 45 DEG ELBOW No 003 | 150x150 | 165.1 | 1 | [10 empty] | BLACK | Victaulic-FP-Elbow No 001-003 | Standard | 4429055 | PASS
EXP61054 | M110 | CW-ARRAY | EXP61054A-1 |  | THREADED-COUPLING CONCENTRIC REDUCING-Class 150 | 40x25 | 40.2/56.2 | 1 | 54 | [9 empty] | BLACK | Threaded - Coupling Concentric Reducing - MI - DN40-25 | Standard | 8176394 | PASS
EXP61054 | M110 | CW-ARRAY | EXP61054A-1 |  | THREADED-COUPLING CONCENTRIC REDUCING-Class 150 | 40x25 | 40.2/56.2 | 1 | 54 | [9 empty] | BLACK | Threaded - Coupling Concentric Reducing - MI - DN40-25 | Standard | 8176410 | PASS
EXP61054 | M110 | CW-ARRAY | EXP61054A-1 |  | THREADED-COUPLING CONCENTRIC REDUCING-Class 150 | 40x25 | 40.2/56.2 | 1 | 54 | [9 empty] | BLACK | Threaded - Coupling Concentric Reducing - MI - DN40-25 | Standard | 8176426 | PASS
EXP61054 | M111 | CW-ARRAY | EXP61154A-1 |  | Hex Bushing Thread Reducer | 40x25 | 48.3 | 1 | 12.7 | [9 empty] | BLACK | Hex Bushing Thread Reducer | Standard | 8176449 | PASS
EXP61054 | M111 | CW-ARRAY | EXP61154A-1 |  | Hex Bushing Thread Reducer | 40x25 | 48.3 | 1 | 12.7 | [9 empty] | BLACK | Hex Bushing Thread Reducer | Standard | 8176463 | PASS
EXP61054 | M111 | CW-ARRAY | EXP61154A-1 |  | Hex Bushing Thread Reducer | 40x25 | 48.3 | 1 | 12.7 | [9 empty] | BLACK | Hex Bushing Thread Reducer | Standard | 8176477 | PASS
EXP61054 | M111 | CW-ARRAY | EXP61154A-2 |  | THREADED-COUPLING CONCENTRIC REDUCING-Class 150 | 40x25 | 56.2/40.2 | 1 | 54 | [9 empty] | BLACK | Threaded - Coupling Concentric Reducing - MI - DN40-25 | Standard | 8176986 | PASS
EXP61054 | M111 | CW-ARRAY | EXP61154A-2 |  | VIC FP COUPLING STYLE 009N (RIGID) | 65x65 | 76.1 | 1 | [10 empty] | BLACK | Victaulic-FP-FireLock EZ Rigid Coupling Style 009N_Union | Standard | 8179198 | PASS
EXP61054 | M111 | CW-ARRAY | EXP61154A-2 |  | VIC FP COUPLING STYLE 009N (RIGID) | 65x65 | 76.1 | 1 | [10 empty] | BLACK | Victaulic-FP-FireLock EZ Rigid Coupling Style 009N_Union | Standard | 8179308 | PASS
EXP61054 | M111 | CW-ARRAY | EXP61154A-2 |  | BUTTWELD CAP END | 65 | 76.1 | 1 | [10 empty] | BLACK | Pipe Fitting - Butt-Welded Cap End | Standard | 8179383 | PASS
EXP61054 | M111 | CW-ARRAY | EXP61154A-2 |  | VIC FP COUPLING STYLE 009N (RIGID) | 65x65 | 76.1 | 1 | [10 empty] | BLACK | Victaulic-FP-FireLock EZ Rigid Coupling Style 009N_Union | Standard | 8179389 | PASS
EXP61054 | M111 | CW-ARRAY | EXP61154A-2 |  | VIC FP 90 DEG ELBOW No 001 | 65x65 | 76.1 | 1 | [10 empty] | BLACK | Victaulic-FP-Elbow No 001-003 | Standard | 8179391 | PASS
EXP61054 | M111 | CW-ARRAY | EXP61154A-2 |  | VIC FP 90 DEG ELBOW No 001 | 65x65 | 76.1 | 1 | [10 empty] | BLACK | Victaulic-FP-Elbow No 001-003 | Standard | 8179393 | PASS
EXP61054 | M111 | CW-ARRAY | EXP61154A-2 |  | VIC FP COUPLING STYLE 009N (RIGID) | 65x65 | 76.1 | 1 | [10 empty] | BLACK | Victaulic-FP-FireLock EZ Rigid Coupling Style 009N_Union | Standard | 8179395 | PASS
EXP61054 | M111 | CW-ARRAY | EXP61154A-2 |  | VIC FP COUPLING STYLE 009N (RIGID) | 65x65 | 76.1 | 1 | [10 empty] | BLACK | Victaulic-FP-FireLock EZ Rigid Coupling Style 009N_Union | Standard | 8179399 | PASS
EXP61054 | M111 | CW-ARRAY | EXP61154A-2 |  | BUTTWELD CAP END | 65 | 76.1 | 1 | [10 empty] | BLACK | Pipe Fitting - Butt-Welded Cap End | Standard | 8179403 | PASS
EXP61054 | M111 | CW-ARRAY | EXP61154A-2 |  | THREADED-COUPLING CONCENTRIC REDUCING-Class 150 | 40x25 | 56.2/40.2 | 1 | 54 | [9 empty] | BLACK | Threaded - Coupling Concentric Reducing - MI - DN40-25 | Standard | 8179409 | PASS
EXP61054 | M111 | CW-ARRAY | EXP61154A-2 |  | THREADED-COUPLING CONCENTRIC REDUCING-Class 150 | 40x25 | 56.2/40.2 | 1 | 54 | [9 empty] | BLACK | Threaded - Coupling Concentric Reducing - MI - DN40-25 | Standard | 8179413 | PASS
EXP61054 | M111 | CW-ARRAY | EXP61154A-2 |  | THREADED-COUPLING CONCENTRIC REDUCING-Class 150 | 40x25 | 56.2/40.2 | 1 | 54 | [9 empty] | BLACK | Threaded - Coupling Concentric Reducing - MI - DN40-25 | Standard | 8179418 | PASS
EXP61054 | M111 | CW-ARRAY | EXP61154A-2 |  | VIC FP COUPLING STYLE 009N (RIGID) | 65x65 | 76.1 | 1 | [10 empty] | BLACK | Victaulic-FP-FireLock EZ Rigid Coupling Style 009N_Union | Standard | 8179426 | PASS
EXP61054 | M111 | CW-ARRAY | EXP61154A-2 |  | BUTTWELD CAP END | 65 | 76.1 | 1 | [10 empty] | BLACK | Pipe Fitting - Butt-Welded Cap End | Standard | 8179460 | PASS
EXP61054 | M111 | CW-ARRAY | EXP61154A-2 |  | VIC FP COUPLING STYLE 009N (RIGID) | 65x65 | 76.1 | 1 | [10 empty] | BLACK | Victaulic-FP-FireLock EZ Rigid Coupling Style 009N_Union | Standard | 8179466 | PASS
EXP61054 | M111 | CW-ARRAY | EXP61154A-2 |  | VIC FP 90 DEG ELBOW No 001 | 65x65 | 76.1 | 1 | [10 empty] | BLACK | Victaulic-FP-Elbow No 001-003 | Standard | 8179468 | PASS
EXP61054 | M111 | CW-ARRAY | EXP61154A-2 |  | VIC FP 90 DEG ELBOW No 001 | 65x65 | 76.1 | 1 | [10 empty] | BLACK | Victaulic-FP-Elbow No 001-003 | Standard | 8179470 | PASS
EXP61054 | M111 | CW-ARRAY | EXP61154A-2 |  | VIC FP COUPLING STYLE 009N (RIGID) | 65x65 | 76.1 | 1 | [10 empty] | BLACK | Victaulic-FP-FireLock EZ Rigid Coupling Style 009N_Union | Standard | 8179472 | PASS
EXP61054 | M111 | CW-ARRAY | EXP61154A-2 |  | VIC FP COUPLING STYLE 009N (RIGID) | 65x65 | 76.1 | 1 | [10 empty] | BLACK | Victaulic-FP-FireLock EZ Rigid Coupling Style 009N_Union | Standard | 8179476 | PASS
EXP61054 | M111 | CW-ARRAY | EXP61154A-2 |  | BUTTWELD CAP END | 65 | 76.1 | 1 | [10 empty] | BLACK | Pipe Fitting - Butt-Welded Cap End | Standard | 8179480 | PASS
EXP61054 | M111 | CW-ARRAY | EXP61154A-2 |  | THREADED-COUPLING CONCENTRIC REDUCING-Class 150 | 40x25 | 56.2/40.2 | 1 | 54 | [9 empty] | BLACK | Threaded - Coupling Concentric Reducing - MI - DN40-25 | Standard | 8179486 | PASS
EXP61054 | M111 | CW-ARRAY | EXP61154A-2 |  | VIC FP COUPLING STYLE 009N (RIGID) | 65x65 | 76.1 | 1 | [10 empty] | BLACK | Victaulic-FP-FireLock EZ Rigid Coupling Style 009N_Union | Standard | 8179503 | PASS
EXP61054 | M111 | CW-ARRAY | EXP61154A-2 |  | Hex Bushing Thread Reducer | 40x25 | 48.3 | 1 | 12.7 | [9 empty] | BLACK | Hex Bushing Thread Reducer | Standard | 8180418 | PASS
EXP61054 | M111 | CW-ARRAY | EXP61154A-2 |  | Hex Bushing Thread Reducer | 40x25 | 48.3 | 1 | 12.7 | [9 empty] | BLACK | Hex Bushing Thread Reducer | Standard | 8180432 | PASS
EXP61054 | M111 | CW-ARRAY | EXP61154A-2 |  | VIC FP 45 DEG ELBOW No 003 | 150x150 | 165.1 | 1 | [10 empty] | BLACK | Victaulic-FP-Elbow No 001-003 | Standard | 8180707 | PASS
EXP61054 | M111 | CW-ARRAY | EXP61154A-2 |  | VIC FP 45 DEG ELBOW No 003 | 150x150 | 165.1 | 1 | [10 empty] | BLACK | Victaulic-FP-Elbow No 001-003 | Standard | 8180711 | PASS
EXP61054 | M111 | CW-ARRAY | EXP61154A-2 |  | VIC FP COUPLING STYLE 009N (RIGID) | 150x150 | 165.1 | 1 | [10 empty] | BLACK | Victaulic-FP-FireLock EZ Rigid Coupling Style 009N_Union | Standard | 8180855 | PASS
EXP61054 | M111 | CW-ARRAY | EXP61154A-2 |  | VIC FP COUPLING STYLE 009N (RIGID) | 150x150 | 165.1 | 1 | [10 empty] | BLACK | Victaulic-FP-FireLock EZ Rigid Coupling Style 009N_Union | Standard | 8180904 | PASS
EXP61054 | M111 | CW-ARRAY | EXP61154A-2 |  | VIC FP COUPLING STYLE 009N (RIGID) | 150x150 | 165.1 | 1 | [10 empty] | BLACK | Victaulic-FP-FireLock EZ Rigid Coupling Style 009N_Union | Standard | 8180920 | PASS
EXP61054 | M111 | CW-ARRAY | EXP61154A-2 |  | VIC FP COUPLING STYLE 009N (RIGID) | 150x150 | 165.1 | 1 | [10 empty] | BLACK | Victaulic-FP-FireLock EZ Rigid Coupling Style 009N_Union | Standard | 8180945 | PASS
EXP61054 | M111 | CW-ARRAY | EXP61154A-2 |  | VIC FP 45 DEG ELBOW No 003 | 150x150 | 165.1 | 1 | [10 empty] | BLACK | Victaulic-FP-Elbow No 001-003 | Standard | 8181211 | PASS
EXP61054 | M111 | CW-ARRAY | EXP61154A-2 |  | VIC FP 45 DEG ELBOW No 003 | 150x150 | 165.1 | 1 | [10 empty] | BLACK | Victaulic-FP-Elbow No 001-003 | Standard | 8181215 | PASS
EXP61054 | M111 | CW-ARRAY | EXP61154A-2 |  | VIC FP COUPLING STYLE 009N (RIGID) | 150x150 | 165.1 | 1 | [10 empty] | BLACK | Victaulic-FP-FireLock EZ Rigid Coupling Style 009N_Union | Standard | 8181267 | PASS
EXP61054 | M111 | CW-ARRAY | EXP61154A-2 |  | VIC FP COUPLING STYLE 009N (RIGID) | 150x150 | 165.1 | 1 | [10 empty] | BLACK | Victaulic-FP-FireLock EZ Rigid Coupling Style 009N_Union | Standard | 8181277 | PASS
EXP61054 | M111 | CW-ARRAY | EXP61154A-2 |  | VIC FP COUPLING STYLE 009N (RIGID) | 150x150 | 165.1 | 1 | [10 empty] | BLACK | Victaulic-FP-FireLock EZ Rigid Coupling Style 009N_Union | Standard | 8181378 | PASS
EXP61054 | M110 | CW-ARRAY | EXP61054A-2 |  | THREADED-COUPLING CONCENTRIC REDUCING-Class 150 | 40x25 | 56.2/40.2 | 1 | 54 | [9 empty] | BLACK | Threaded - Coupling Concentric Reducing - MI - DN40-25 | Standard | 9164130 | PASS
EXP61054 | M110 | CW-ARRAY | EXP61054A-2 |  | THREADED-COUPLING CONCENTRIC REDUCING-Class 150 | 40x25 | 56.2/40.2 | 1 | 54 | [9 empty] | BLACK | Threaded - Coupling Concentric Reducing - MI - DN40-25 | Standard | 9164266 | PASS
EXP61054 | M110 | CW-ARRAY | EXP61054A-2 |  | THREADED-COUPLING CONCENTRIC REDUCING-Class 150 | 40x25 | 56.2/40.2 | 1 | 54 | [9 empty] | BLACK | Threaded - Coupling Concentric Reducing - MI - DN40-25 | Standard | 9164298 | PASS
EXP61054 | M111 | CW-ARRAY | EXP61154A-1 |  | THREADED-COUPLING CONCENTRIC REDUCING-Class 150 | 40x25 | 56.2/40.2 | 1 | 54 | [9 empty] | BLACK | Threaded - Coupling Concentric Reducing - MI - DN40-25 | Standard | 9166390 | PASS
EXP61054 | M111 | CW-ARRAY | EXP61154A-1 |  | THREADED-COUPLING CONCENTRIC REDUCING-Class 150 | 40x25 | 56.2/40.2 | 1 | 54 | [9 empty] | BLACK | Threaded - Coupling Concentric Reducing - MI - DN40-25 | Standard | 9166406 | PASS
EXP61054 | M111 | CW-ARRAY | EXP61154A-2 |  | THREADED-COUPLING CONCENTRIC REDUCING-Class 150 | 40x25 | 56.2/40.2 | 1 | 54 | [9 empty] | BLACK | Threaded - Coupling Concentric Reducing - MI - DN40-25 | Standard | 9168796 | PASS
EXP61054 | M110 | CW-ARRAY | EXP61054A-1 |  | VIC FP COUPLING STYLE 009N (RIGID) | 150x150 | 165.1 | 1 | [10 empty] | BLACK | Victaulic-FP-FireLock EZ Rigid Coupling Style 009N_Union | Standard | 9235596 | PASS
EXP61054 | M110 | CW-ARRAY | EXP61054A-2 |  | VIC FP COUPLING STYLE 009N (RIGID) | 150x150 | 165.1 | 1 | [10 empty] | BLACK | Victaulic-FP-FireLock EZ Rigid Coupling Style 009N_Union | Standard | 9235644 | PASS
EXP61054 | M111 | CW-ARRAY | EXP61154A-1 |  | VIC FP COUPLING STYLE 009N (RIGID) | 150x150 | 165.1 | 1 | [10 empty] | BLACK | Victaulic-FP-FireLock EZ Rigid Coupling Style 009N_Union | Standard | 9235669 | PASS
EXP61054 | M111 | CW-ARRAY | EXP61154A-1 |  | VIC FP COUPLING STYLE 009N (RIGID) | 150x150 | 165.1 | 1 | [10 empty] | BLACK | Victaulic-FP-FireLock EZ Rigid Coupling Style 009N_Union | Standard | 9235673 | PASS
EXP61054 | M110 | CW-ARRAY | EXP61054A-1 |  | VIC FP CAP No 006 | 150 | 165.1 | 1 | [10 empty] | BLACK | Victaulic-FP-Cap No 006 | Standard | 10224375 | PASS
EXP61054 | M110 | CW-ARRAY | EXP61054A-2 |  | VIC FP CAP No 006 | 150 | 165.1 | 1 | [10 empty] | BLACK | Victaulic-FP-Cap No 006 | Standard | 10224386 | PASS
EXP61054 | M111 | CW-DISTRIBUTION | EXP61154A |  | VIC QUICKVIC COUPLING STYLE 177N (FLEX) | 150x150 | 165.1 | 1 | [10 empty] | BLACK | Victaulic-IPS-QuickVic Flexible Coupling Style 177_Union | Standard | 12340529 | PASS
EXP61054 | M111 | CP-EXTERNAL | EXP61054 |  | VIC FP COUPLING STYLE 009N (RIGID) | 150x150 | 165.1 | 1 | [10 empty] | BLACK | Victaulic-FP-FireLock EZ Rigid Coupling Style 009N_Union | Standard | 12364296 | Array: cần 'EXP61154', có 'EXP61054'
EXP61054 | M110 | CP-EXTERNAL | EXP61054 |  | VIC FP COUPLING STYLE 009N (RIGID) | 150x150 | 165.1 | 1 | [10 empty] | BLACK | Victaulic-FP-FireLock EZ Rigid Coupling Style 009N_Union | Standard | 12364487 | PASS
EXP61054 | M110 | CW-ARRAY | EXP61054A-2 |  | Hex Bushing Thread Reducer | 40x25 | 48.3 | 1 | 12.7 | [9 empty] | BLACK | Hex Bushing Thread Reducer | Standard | 12395056 | PASS
EXP61054 | M110-M111 | CP-INTERNAL | EXP61054 |  | VIC FP COUPLING STYLE 009N (RIGID) | 150x150 | 165.1 | 1 | [10 empty] | GAL | Victaulic-FP-FireLock EZ Rigid Coupling Style 009N | Standard | 12666866 | PASS
EXP61054 | M110-M111 | CP-INTERNAL | EXP61054 |  | VIC FP COUPLING STYLE 009N (RIGID) | 150x150 | 165.1 | 1 | [10 empty] | GAL | Victaulic-FP-FireLock EZ Rigid Coupling Style 009N | Standard | 12666870 | PASS
EXP61054 | M110-M111 | CP-INTERNAL | EXP61054 |  | VIC FP CONCENTRIC REDUCER No 50 | 150x150 |  | 1 | [10 empty] | GAL | Victaulic-Reducer No 50-51_DN168.3 - DN165.1 | Standard | 12667137 | PASS
EXP61054 | M110-M111 | CP-INTERNAL | EXP61054 |  | VIC FP COUPLING STYLE 009N (RIGID) | 150x150 | 165.1 | 1 | [10 empty] | GAL | Victaulic-FP-FireLock EZ Rigid Coupling Style 009N | Standard | 12667261 | PASS
EXP61054 | M110-M111 | CP-INTERNAL | EXP61054 |  | VIC FP CONCENTRIC REDUCER No 50 | 150x150 |  | 1 | [10 empty] | GAL | Victaulic-Reducer No 50-51_DN168.3 - DN165.1 | Standard | 12667360 | PASS
EXP61054 | M110-M111 | CP-INTERNAL | EXP61054 |  | VIC FP COUPLING STYLE 009N (RIGID) | 150x150 | 165.1 | 1 | [10 empty] | GAL | Victaulic-FP-FireLock EZ Rigid Coupling Style 009N | Standard | 12667534 | PASS
EXP61054 | M110-M111 | CP-INTERNAL | EXP61054 |  | VIC FP COUPLING STYLE 009N (RIGID) | 150x150 | 165.1 | 1 | [10 empty] | GAL | Victaulic-FP-FireLock EZ Rigid Coupling Style 009N | Standard | 12667626 | PASS
EXP61054 | M110-M111 | CP-INTERNAL | EXP61054 |  | VIC FP COUPLING STYLE 009N (RIGID) | 150x150 | 165.1 | 1 | [10 empty] | GAL | Victaulic-FP-FireLock EZ Rigid Coupling Style 009N | Standard | 12667630 | PASS
EXP61054 | M110-M111 | CP-INTERNAL | EXP61054 |  | VIC FP 90 DEG ELBOW No 001 | 150x150 | 165.1 | 1 | [10 empty] | GAL | Victaulic-FP-Elbow No 001-003 | Standard | 12813853 | PASS
EXP61054 | M110-M111 | CP-INTERNAL | EXP61054 |  | VIC FP COUPLING STYLE 009N (RIGID) | 150x150 | 165.1 | 1 | [10 empty] | GAL | Victaulic-FP-FireLock EZ Rigid Coupling Style 009N | Standard | 12813855 | PASS
EXP61054 | M110-M111 | CP-INTERNAL | EXP61054 |  | VIC FP COUPLING STYLE 009N (RIGID) | 150x150 | 165.1 | 1 | [10 empty] | GAL | Victaulic-FP-FireLock EZ Rigid Coupling Style 009N | Standard | 12813857 | PASS
EXP61054 | M110-M111 | CP-INTERNAL | EXP61054 |  | VIC FP 90 DEG ELBOW No 001 | 150x150 | 165.1 | 1 | [10 empty] | GAL | Victaulic-FP-Elbow No 001-003 | Standard | 12813863 | PASS
EXP61054 | M110-M111 | CP-INTERNAL | EXP61054 |  | VIC FP COUPLING STYLE 009N (RIGID) | 150x150 | 165.1 | 1 | [10 empty] | GAL | Victaulic-FP-FireLock EZ Rigid Coupling Style 009N | Standard | 12813865 | PASS
EXP61054 | M110-M111 | CP-INTERNAL | EXP61054 |  | VIC FP COUPLING STYLE 009N (RIGID) | 150x150 | 165.1 | 1 | [10 empty] | GAL | Victaulic-FP-FireLock EZ Rigid Coupling Style 009N | Standard | 12813867 | PASS
EXP61054 | M110-M111 | CP-INTERNAL | EXP61054 |  | VIC FP 90 DEG ELBOW No 001 | 150x150 | 165.1 | 1 | [10 empty] | GAL | Victaulic-FP-Elbow No 001-003 | Standard | 12813869 | PASS
EXP61054 | M110-M111 | CP-INTERNAL | EXP61054 |  | VIC FP COUPLING STYLE 009N (RIGID) | 150x150 | 165.1 | 1 | [10 empty] | GAL | Victaulic-FP-FireLock EZ Rigid Coupling Style 009N | Standard | 12813872 | PASS
EXP61054 | M110-M111 | CP-INTERNAL | EXP61054 |  | VIC FP COUPLING STYLE 009N (RIGID) | 150x150 | 165.1 | 1 | [10 empty] | GAL | Victaulic-FP-FireLock EZ Rigid Coupling Style 009N | Standard | 12813874 | PASS
EXP61054 | M110-M111 | CP-INTERNAL | EXP61054 |  | VIC FP 90 DEG ELBOW No 001 | 150x150 | 165.1 | 1 | [10 empty] | GAL | Victaulic-FP-Elbow No 001-003 | Standard | 12827120 | PASS
EXP61054 | M110-M111 | CP-INTERNAL | EXP61054 |  | VIC FP COUPLING STYLE 009N (RIGID) | 150x150 | 165.1 | 1 | [10 empty] | GAL | Victaulic-FP-FireLock EZ Rigid Coupling Style 009N | Standard | 12827122 | PASS
EXP61054 | M110-M111 | CP-INTERNAL | EXP61054 |  | VIC FP COUPLING STYLE 009N (RIGID) | 150x150 | 165.1 | 1 | [10 empty] | GAL | Victaulic-FP-FireLock EZ Rigid Coupling Style 009N | Standard | 12827124 | PASS
EXP61054 | M110-M111 | CP-INTERNAL | EXP61054 |  | VIC FP 90 DEG ELBOW No 001 | 150x150 | 165.1 | 1 | [10 empty] | GAL | Victaulic-FP-Elbow No 001-003 | Standard | 12827136 | PASS
EXP61054 | M110-M111 | CP-INTERNAL | EXP61054 |  | VIC FP COUPLING STYLE 009N (RIGID) | 150x150 | 165.1 | 1 | [10 empty] | GAL | Victaulic-FP-FireLock EZ Rigid Coupling Style 009N | Standard | 12827139 | PASS
EXP61054 | M110-M111 | CP-INTERNAL | EXP61054 |  | VIC FP COUPLING STYLE 009N (RIGID) | 150x150 | 165.1 | 1 | [10 empty] | GAL | Victaulic-FP-FireLock EZ Rigid Coupling Style 009N | Standard | 12827141 | PASS
EXP61054 | M110-M111 | CP-INTERNAL | EXP61054 |  | VIC FP 90 DEG ELBOW No 001 | 150x150 | 165.1 | 1 | [10 empty] | GAL | Victaulic-FP-Elbow No 001-003 | Standard | 12827143 | PASS
EXP61054 | M110-M111 | CP-INTERNAL | EXP61054 |  | VIC FP COUPLING STYLE 009N (RIGID) | 150x150 | 165.1 | 1 | [10 empty] | GAL | Victaulic-FP-FireLock EZ Rigid Coupling Style 009N | Standard | 12827145 | PASS
EXP61054 | M110-M111 | CP-INTERNAL | EXP61054 |  | VIC FP COUPLING STYLE 009N (RIGID) | 150x150 | 165.1 | 1 | [10 empty] | GAL | Victaulic-FP-FireLock EZ Rigid Coupling Style 009N | Standard | 12827147 | PASS
EXP61054 | M111 | CP-EXTERNAL | EXP61054 |  | VIC QUICKVIC COUPLING STYLE 177N (FLEX) | 150x150 | 165.1 | 1 | [10 empty] | BLACK | Victaulic-IPS-QuickVic Flexible Coupling Style 177_Union | Standard | 14089522 | Array: cần 'EXP61154', có 'EXP61054'
EXP61054 | M111 | CP-EXTERNAL | EXP61054 |  | VIC FP 45 DEG ELBOW No 003 | 150x150 | 165.1 | 1 | [10 empty] | BLACK | Victaulic-FP-Elbow No 001-003 | Standard | 14089572 | Array: cần 'EXP61154', có 'EXP61054'
EXP61054 | M110 | CW-DISTRIBUTION | EXP61054A |  | VIC QUICKVIC COUPLING STYLE 177N (FLEX) | 150x150 | 165.1 | 1 | [10 empty] | BLACK | Victaulic-IPS-QuickVic Flexible Coupling Style 177_Union | Standard | 14175123 | PASS
EXP61054 | M110 | CW-DISTRIBUTION | EXP61054A |  | VIC QUICKVIC COUPLING STYLE 177N (FLEX) | 150x150 | 165.1 | 1 | [10 empty] | BLACK | Victaulic-IPS-QuickVic Flexible Coupling Style 177_Union | Standard | 14175159 | PASS
EXP61054 | M111 | CW-DISTRIBUTION | EXP61154A |  | VIC QUICKVIC COUPLING STYLE 177N (FLEX) | 150x150 | 165.1 | 1 | [10 empty] | BLACK | Victaulic-IPS-QuickVic Flexible Coupling Style 177_Union | Standard | 14175285 | PASS
EXP61054 | M111 | CW-DISTRIBUTION | EXP61154A |  | VIC QUICKVIC COUPLING STYLE 177N (FLEX) | 150x150 | 165.1 | 1 | [10 empty] | BLACK | Victaulic-IPS-QuickVic Flexible Coupling Style 177_Union | Standard | 14175291 | PASS
EXP61054 | M111 | CW-DISTRIBUTION | EXP61154A |  | VIC QUICKVIC COUPLING STYLE 177N (FLEX) | 150x150 | 165.1 | 1 | [10 empty] | BLACK | Victaulic-IPS-QuickVic Flexible Coupling Style 177_Union | Standard | 14175347 | PASS
EXP61054 | M111 | CW-DISTRIBUTION | EXP61154A |  | VIC QUICKVIC COUPLING STYLE 177N (FLEX) | 150x150 | 165.1 | 1 | [10 empty] | BLACK | Victaulic-IPS-QuickVic Flexible Coupling Style 177_Union | Standard | 14175369 | PASS
EXP61054 | M111 | CW-DISTRIBUTION | EXP61154A |  | VIC QUICKVIC COUPLING STYLE 177N (FLEX) | 150x150 | 165.1 | 1 | [10 empty] | BLACK | Victaulic-IPS-QuickVic Flexible Coupling Style 177_Union | Standard | 14175427 | PASS
EXP61054 | M111 | CW-DISTRIBUTION | EXP61154A |  | VIC QUICKVIC COUPLING STYLE 177N (FLEX) | 150x150 | 165.1 | 1 | [10 empty] | BLACK | Victaulic-IPS-QuickVic Flexible Coupling Style 177_Union | Standard | 14175497 | PASS
EXP61054 | M111 | CW-DISTRIBUTION | EXP61154A |  | VIC QUICKVIC COUPLING STYLE 177N (FLEX) | 150x150 | 165.1 | 1 | [10 empty] | BLACK | Victaulic-IPS-QuickVic Flexible Coupling Style 177_Union | Standard | 14175623 | PASS
EXP61054 | M111 | CW-ARRAY | EXP61154A-2 |  | VIC FP COUPLING STYLE 009N (RIGID) | 150x150 | 165.1 | 1 | [10 empty] | BLACK | Victaulic-FP-FireLock EZ Rigid Coupling Style 009N_Union | Standard | 14175629 | PASS
EXP61054 | M111 | CW-DISTRIBUTION | EXP61154A |  | VIC QUICKVIC COUPLING STYLE 177N (FLEX) | 150x150 | 165.1 | 1 | [10 empty] | BLACK | Victaulic-IPS-QuickVic Flexible Coupling Style 177_Union | Standard | 14175635 | PASS
EXP61054 | M111 | CW-DISTRIBUTION | EXP61154A |  | VIC QUICKVIC COUPLING STYLE 177N (FLEX) | 150x150 | 165.1 | 1 | [10 empty] | BLACK | Victaulic-IPS-QuickVic Flexible Coupling Style 177_Union | Standard | 14175641 | PASS
EXP61054 | M111 | CW-ARRAY | EXP61154A-2 |  | VIC FP COUPLING STYLE 009N (RIGID) | 150x150 | 165.1 | 1 | [10 empty] | BLACK | Victaulic-FP-FireLock EZ Rigid Coupling Style 009N_Union | Standard | 14175753 | PASS
EXP61054 | M111 | CP-EXTERNAL | EXP61054 |  | VIC QUICKVIC COUPLING STYLE 177N (FLEX) | 150x150 | 165.1 | 1 | [10 empty] | BLACK | Victaulic-IPS-QuickVic Flexible Coupling Style 177_Union | Standard | 14498971 | Array: cần 'EXP61154', có 'EXP61054'
EXP61054 | M110-M111 | CP-INTERNAL | EXP61054 |  | VIC FP COUPLING STYLE 009N (RIGID) | 150x150 | 168.3 | 1 | [10 empty] | GAL | Victaulic-FP-FireLock EZ Rigid Coupling Style 009N_Union_DN168 | Standard | 14872410 | PASS
EXP61054 | M110-M111 | CP-INTERNAL | EXP61054 |  | VIC FP COUPLING STYLE 009N (RIGID) | 150x150 | 168.3 | 1 | [10 empty] | GAL | Victaulic-FP-FireLock EZ Rigid Coupling Style 009N_Union_DN168 | Standard | 14872412 | PASS
EXP61054 | M110-M111 | CP-INTERNAL | EXP61054 |  | VIC FP 90 DEG ELBOW No 001 | 150x150 | 165.1 | 1 | [10 empty] | GAL | Victaulic-FP-Elbow No 001-003 | Standard | 15198067 | PASS
EXP61054 | M110-M111 | CP-INTERNAL | EXP61054 |  | VIC FP 90 DEG ELBOW No 001 | 150x150 | 165.1 | 1 | [10 empty] | GAL | Victaulic-FP-Elbow No 001-003 | Standard | 15198070 | PASS
Total | [21 empty] | 1517632799 | PASS

## Pipe Accessory Schedule
EE_Cross Passage | EE_Location and Lanes | EE_System Type | EE_Array Number | EE_Stock Code | EE_Item Description | Size | Outside Diameter | Qty | Length | EE_FAB Pipe | EE_PIPE END-1 | EE_PIPE END-2 | EE_Run Dim 1 | EE_Pap 1 | EE_Run Dim 2 | EE_Pap 2 | EE_Run Dim 3 | EE_Pap 3 | EE_Pipe Treatment | Family | Type | ID | Validation_Check
EXP61054 | M110 | CW-ARRAY | EXP61054A-1 |  | PS04.03 | 150x150 |  | 1 | [10 empty] | BLACK | PS04.03 | PS04.03 | 3658875 | PASS
EXP61054 | M110 | CW-ARRAY | EXP61054A-1 |  | PS04.03 | 150x150 |  | 1 | [10 empty] | BLACK | PS04.03 | PS04.03 | 3658908 | PASS
EXP61054 | M110 | CW-ARRAY | EXP61054A-1 |  | PS04.03 | 150x150 |  | 1 | [10 empty] | BLACK | PS04.03 | PS04.03 | 3658911 | PASS
EXP61054 | M110 | CW-ARRAY | EXP61054A-2 |  | PS04.03 | 150x150 |  | 1 | [10 empty] | BLACK | PS04.03 | PS04.03 | 3658953 | PASS
EXP61054 | M110 | CW-ARRAY | EXP61054A-2 |  | PS04.03 | 150x150 |  | 1 | [10 empty] | BLACK | PS04.03 | PS04.03 | 3658985 | PASS
EXP61054 | M110 | CW-ARRAY | EXP61054A-2 |  | PS04.03 | 150x150 |  | 1 | [10 empty] | BLACK | PS04.03 | PS04.03 | 3658988 | PASS
EXP61054 | M110-M111 | CP-INTERNAL | EXP61054 |  | PS02.08 | 150x150 |  | 1 | [10 empty] | GAL | PS02.08 | PS02.08 | 3907519 | PASS
EXP61054 | M110-M111 | CP-INTERNAL | EXP61054 |  | FP-DELUGE VALVE-DN150 | 150x150x50 |  | 1 | [10 empty] | GAL | FP-DELUGE VALVE-DN150 | FP-DELUGE VALVE-DN150 | 3907534 | PASS
EXP61054 | M110-M111 | CP-INTERNAL | EXP61054 |  | Victaulic-FP-Series 705 Butterfly Valve | 150x150 | 168.3 | 1 | [10 empty] | GAL | Victaulic-FP-Series 705 Butterfly Valve | Standard | 3907549 | PASS
EXP61054 | M110-M111 | CP-INTERNAL | EXP61054 |  | Victaulic-FP-Series 705 Butterfly Valve | 150x150 | 168.3 | 1 | [10 empty] | GAL | Victaulic-FP-Series 705 Butterfly Valve | Standard | 3907550 | PASS
EXP61054 | M110-M111 | CP-INTERNAL | EXP61054 |  | FP-DELUGE VALVE-DN150 | 150x150x50 |  | 1 | [10 empty] | GAL | FP-DELUGE VALVE-DN150 | FP-DELUGE VALVE-DN150 | 3907551 | PASS
EXP61054 | M110-M111 | CP-INTERNAL | EXP61054 |  | Victaulic-FP-Series 705 Butterfly Valve | 150x150 | 168.3 | 1 | [10 empty] | GAL | Victaulic-FP-Series 705 Butterfly Valve | Standard | 3907566 | PASS
EXP61054 | M110-M111 | CP-INTERNAL | EXP61054 |  | Victaulic-FP-Series 705 Butterfly Valve | 150x150 | 168.3 | 1 | [10 empty] | GAL | Victaulic-FP-Series 705 Butterfly Valve | Standard | 3907567 | PASS
EXP61054 | M110-M111 | CP-INTERNAL | EXP61054 |  | PS04.03 | 150x150 |  | 1 | [10 empty] | GAL | PS04.03 | PS04.03 | 3907662 | PASS
EXP61054 | M110-M111 | CP-INTERNAL | EXP61054 |  | PS04.03 | 150x150 |  | 1 | [10 empty] | GAL | PS04.03 | PS04.03 | 3907672 | PASS
EXP61054 | M110 | CW-DISTRIBUTION | EXP61054A |  | PS04.03 | 150x150 |  | 1 | [10 empty] | BLACK | PS04.03 | PS04.03 | 3909208 | PASS
EXP61054 | M110 | CW-DISTRIBUTION | EXP61054A |  | PS04.03 | 150x150 |  | 1 | [10 empty] | BLACK | PS04.03 | PS04.03 | 3909210 | PASS
EXP61054 | M110 | CW-DISTRIBUTION | EXP61054A |  | PS04.03 | 150x150 |  | 1 | [10 empty] | BLACK | PS04.03 | PS04.03 | 3909212 | PASS
EXP61054 | M110 | CW-DISTRIBUTION | EXP61054A |  | PS04.03 | 150x150 |  | 1 | [10 empty] | BLACK | PS04.03 | PS04.03 | 3909214 | PASS
EXP61054 | M110 | CW-DISTRIBUTION | EXP61054A |  | PS04.03 | 150x150 |  | 1 | [10 empty] | BLACK | PS04.03 | PS04.03 | 3909216 | PASS
EXP61054 | M110 | CW-DISTRIBUTION | EXP61054A |  | PS04.03 | 150x150 |  | 1 | [10 empty] | BLACK | PS04.03 | PS04.03 | 3909218 | PASS
EXP61054 | M110 | CW-DISTRIBUTION | EXP61054A |  | PS04.03 | 150x150 |  | 1 | [10 empty] | BLACK | PS04.03 | PS04.03 | 3909232 | PASS
EXP61054 | M111 | CW-ARRAY | EXP61154A-2 |  | PS04.03 | 150x150 |  | 1 | [10 empty] | BLACK | PS04.03 | PS04.03 | 4428448 | PASS
EXP61054 | M111 | CW-ARRAY | EXP61154A-2 |  | PS04.03 | 150x150 |  | 1 | [10 empty] | BLACK | PS04.03 | PS04.03 | 4428458 | PASS
EXP61054 | M111 | CW-ARRAY | EXP61154A-2 |  | PS04.03 | 150x150 |  | 1 | [10 empty] | BLACK | PS04.03 | PS04.03 | 4428469 | PASS
EXP61054 | M111 | CW-ARRAY | EXP61154A-2 |  | PS04.03 | 150x150 |  | 1 | [10 empty] | BLACK | PS04.03 | PS04.03 | 4428472 | PASS
EXP61054 | M111 | CW-ARRAY | EXP61154A-1 |  | PS04.03 | 150x150 |  | 1 | [10 empty] | BLACK | PS04.03 | PS04.03 | 4428512 | PASS
EXP61054 | M111 | CW-ARRAY | EXP61154A-1 |  | PS04.03 | 150x150 |  | 1 | [10 empty] | BLACK | PS04.03 | PS04.03 | 4428538 | PASS
EXP61054 | M111 | CW-DISTRIBUTION | EXP61154A |  | PS04.03 | 150x150 |  | 1 | [10 empty] | BLACK | PS04.03 | PS04.03 | 4429071 | PASS
EXP61054 | M111 | CW-ARRAY | EXP61154A-2 |  | PS04.04 | 65x65 |  | 1 | [10 empty] | BLACK | PS04.04 | PS04.04 | 8179321 | PASS
EXP61054 | M111 | CW-ARRAY | EXP61154A-2 |  | PS04.04 | 65x65 |  | 1 | [10 empty] | BLACK | PS04.04 | PS04.04 | 8179323 | PASS
EXP61054 | M111 | CW-ARRAY | EXP61154A-2 |  | PS04.04 | 65x65 |  | 1 | [10 empty] | BLACK | PS04.04 | PS04.04 | 8179327 | PASS
EXP61054 | M111 | CW-ARRAY | EXP61154A-2 |  | PS04.04 | 65x65 |  | 1 | [10 empty] | BLACK | PS04.04 | PS04.04 | 8179329 | PASS
EXP61054 | M111 | CW-ARRAY | EXP61154A-2 |  | PS04.04 | 65x65 |  | 1 | [10 empty] | BLACK | PS04.04 | PS04.04 | 8179430 | PASS
EXP61054 | M111 | CW-ARRAY | EXP61154A-2 |  | PS04.04 | 65x65 |  | 1 | [10 empty] | BLACK | PS04.04 | PS04.04 | 8179432 | PASS
EXP61054 | M111 | CW-ARRAY | EXP61154A-2 |  | PS04.04 | 65x65 |  | 1 | [10 empty] | BLACK | PS04.04 | PS04.04 | 8179434 | PASS
EXP61054 | M111 | CW-ARRAY | EXP61154A-2 |  | PS04.04 | 65x65 |  | 1 | [10 empty] | BLACK | PS04.04 | PS04.04 | 8179436 | PASS
EXP61054 | M111 | CW-ARRAY | EXP61154A-2 |  | PS04.04 | 65x65 |  | 1 | [10 empty] | BLACK | PS04.04 | PS04.04 | 8179505 | PASS
EXP61054 | M111 | CW-ARRAY | EXP61154A-2 |  | PS04.04 | 65x65 |  | 1 | [10 empty] | BLACK | PS04.04 | PS04.04 | 8179509 | PASS
EXP61054 | M111 | CW-ARRAY | EXP61154A-2 |  | PS04.04 | 65x65 |  | 1 | [10 empty] | BLACK | PS04.04 | PS04.04 | 8179511 | PASS
EXP61054 | M111 | CW-ARRAY | EXP61154A-2 |  | PS04.04 | 65x65 |  | 1 | [10 empty] | BLACK | PS04.04 | PS04.04 | 8179513 | PASS
EXP61054 | M110 | CW-ARRAY | EXP61054A-2 |  | PS04.04 | 65x65 |  | 1 | [10 empty] | BLACK | PS04.04 | PS04.04 | 9625782 | PASS
EXP61054 | M110 | CW-ARRAY | EXP61054A-2 |  | PS04.04 | 65x65 |  | 1 | [10 empty] | BLACK | PS04.04 | PS04.04 | 9625783 | PASS
EXP61054 | M110 | CW-ARRAY | EXP61054A-2 |  | PS04.04 | 65x65 |  | 1 | [10 empty] | BLACK | PS04.04 | PS04.04 | 9625788 | PASS
EXP61054 | M110 | CW-ARRAY | EXP61054A-2 |  | PS04.04 | 65x65 |  | 1 | [10 empty] | BLACK | PS04.04 | PS04.04 | 9625789 | PASS
EXP61054 | M110 | CW-ARRAY | EXP61054A-2 |  | PS04.04 | 65x65 |  | 1 | [10 empty] | BLACK | PS04.04 | PS04.04 | 9625790 | PASS
EXP61054 | M110 | CW-ARRAY | EXP61054A-2 |  | PS04.04 | 65x65 |  | 1 | [10 empty] | BLACK | PS04.04 | PS04.04 | 9625791 | PASS
EXP61054 | M110 | CW-ARRAY | EXP61054A-2 |  | PS04.04 | 65x65 |  | 1 | [10 empty] | BLACK | PS04.04 | PS04.04 | 9625792 | PASS
EXP61054 | M110 | CW-ARRAY | EXP61054A-2 |  | PS04.04 | 65x65 |  | 1 | [10 empty] | BLACK | PS04.04 | PS04.04 | 9625793 | PASS
EXP61054 | M110 | CW-ARRAY | EXP61054A-1 |  | PS04.04 | 65x65 |  | 1 | [10 empty] | BLACK | PS04.04 | PS04.04 | 9625956 | PASS
EXP61054 | M110 | CW-ARRAY | EXP61054A-1 |  | PS04.04 | 65x65 |  | 1 | [10 empty] | BLACK | PS04.04 | PS04.04 | 9625957 | PASS
EXP61054 | M110 | CW-ARRAY | EXP61054A-1 |  | PS04.04 | 65x65 |  | 1 | [10 empty] | BLACK | PS04.04 | PS04.04 | 9625958 | PASS
EXP61054 | M110 | CW-ARRAY | EXP61054A-1 |  | PS04.04 | 65x65 |  | 1 | [10 empty] | BLACK | PS04.04 | PS04.04 | 9625959 | PASS
EXP61054 | M110 | CW-ARRAY | EXP61054A-1 |  | PS04.04 | 65x65 |  | 1 | [10 empty] | BLACK | PS04.04 | PS04.04 | 9625960 | PASS
EXP61054 | M110 | CW-ARRAY | EXP61054A-1 |  | PS04.04 | 65x65 |  | 1 | [10 empty] | BLACK | PS04.04 | PS04.04 | 9625961 | PASS
EXP61054 | M110 | CW-ARRAY | EXP61054A-1 |  | PS04.04 | 65x65 |  | 1 | [10 empty] | BLACK | PS04.04 | PS04.04 | 9625962 | PASS
EXP61054 | M110 | CW-ARRAY | EXP61054A-1 |  | PS04.04 | 65x65 |  | 1 | [10 empty] | BLACK | PS04.04 | PS04.04 | 9625963 | PASS
EXP61054 | M111 | CW-ARRAY | EXP61154A-2 |  | PS04.03 | 150x150 |  | 1 | [10 empty] | BLACK | PS04.03 | PS04.03 | 9626512 | PASS
EXP61054 | M111 | CW-ARRAY | EXP61154A-1 |  | PS04.03 | 150x150 |  | 1 | [10 empty] | BLACK | PS04.03 | PS04.03 | 9627175 | PASS
EXP61054 | M111 | CW-ARRAY | EXP61154A-1 |  | PS04.03 | 150x150 |  | 1 | [10 empty] | BLACK | PS04.03 | PS04.03 | 9627361 | PASS
EXP61054 | M110 | CW-DISTRIBUTION | EXP61054A |  | PS04.03 | 150x150 |  | 1 | [10 empty] | BLACK | PS04.03 | PS04.03 | 9627818 | PASS
EXP61054 | M111 | CW-DISTRIBUTION | EXP61154A |  | PS04.03 | 150x150 |  | 1 | [10 empty] | BLACK | PS04.03 | PS04.03 | 9627954 | PASS
EXP61054 | M111 | CW-DISTRIBUTION | EXP61154A |  | PS04.03 | 150x150 |  | 1 | [10 empty] | BLACK | PS04.03 | PS04.03 | 9627955 | PASS
EXP61054 | M111 | CW-DISTRIBUTION | EXP61154A |  | PS04.03 | 150x150 |  | 1 | [10 empty] | BLACK | PS04.03 | PS04.03 | 9628244 | PASS
EXP61054 | M111 | CW-DISTRIBUTION | EXP61154A |  | PS04.03 | 150x150 |  | 1 | [10 empty] | BLACK | PS04.03 | PS04.03 | 9628245 | PASS
EXP61054 | M111 | CW-DISTRIBUTION | EXP61154A |  | PS04.03 | 150x150 |  | 1 | [10 empty] | BLACK | PS04.03 | PS04.03 | 9628258 | PASS
EXP61054 | M111 | CW-DISTRIBUTION | EXP61154A |  | PS04.03 | 150x150 |  | 1 | [10 empty] | BLACK | PS04.03 | PS04.03 | 9628259 | PASS
EXP61054 | M111 | CW-DISTRIBUTION | EXP61154A |  | PS04.03 | 150x150 |  | 1 | [10 empty] | BLACK | PS04.03 | PS04.03 | 9628333 | PASS
EXP61054 | M111 | CW-DISTRIBUTION | EXP61154A |  | PS04.03 | 150x150 |  | 1 | [10 empty] | BLACK | PS04.03 | PS04.03 | 9628334 | PASS
EXP61054 | M111 | CW-DISTRIBUTION | EXP61154A |  | PS04.03 | 150x150 |  | 1 | [10 empty] | BLACK | PS04.03 | PS04.03 | 9628338 | PASS
EXP61054 | M111 | CW-ARRAY | EXP61154A-1 |  | PS04.04 | 65x65 |  | 1 | [10 empty] | BLACK | PS04.04 | PS04.04 | 9832010 | PASS
EXP61054 | M111 | CW-ARRAY | EXP61154A-1 |  | PS04.04 | 65x65 |  | 1 | [10 empty] | BLACK | PS04.04 | PS04.04 | 9832011 | PASS
EXP61054 | M111 | CW-ARRAY | EXP61154A-1 |  | PS04.04 | 65x65 |  | 1 | [10 empty] | BLACK | PS04.04 | PS04.04 | 9832012 | PASS
EXP61054 | M111 | CW-ARRAY | EXP61154A-1 |  | PS04.04 | 65x65 |  | 1 | [10 empty] | BLACK | PS04.04 | PS04.04 | 9832013 | PASS
EXP61054 | M111 | CW-ARRAY | EXP61154A-1 |  | PS04.04 | 65x65 |  | 1 | [10 empty] | BLACK | PS04.04 | PS04.04 | 9832014 | PASS
EXP61054 | M111 | CW-ARRAY | EXP61154A-1 |  | PS04.04 | 65x65 |  | 1 | [10 empty] | BLACK | PS04.04 | PS04.04 | 9832015 | PASS
EXP61054 | M111 | CW-ARRAY | EXP61154A-1 |  | PS04.04 | 65x65 |  | 1 | [10 empty] | BLACK | PS04.04 | PS04.04 | 9832016 | PASS
EXP61054 | M111 | CW-ARRAY | EXP61154A-1 |  | PS04.04 | 65x65 |  | 1 | [10 empty] | BLACK | PS04.04 | PS04.04 | 9832017 | PASS
EXP61054 | M110 | CP-EXTERNAL | EXP61054 |  | PS04.03 | 150x150 |  | 1 | [10 empty] | BLACK | PS04.03 | PS04.03 | 9860118 | PASS
EXP61054 | M111 | CP-EXTERNAL | EXP61054 |  | PS04.03 | 150x150 |  | 1 | [10 empty] | BLACK | PS04.03 | PS04.03 | 9860191 | Array: cần 'EXP61154', có 'EXP61054'
EXP61054 | M111 | CW-DISTRIBUTION | EXP61154A |  | PS04.03 | 150x150 |  | 1 | [10 empty] | BLACK | PS04.03 | PS04.03 | 10659226 | PASS
EXP61054 | M110 | CW-DISTRIBUTION | EXP61054A |  | PS04.03 | 150x150 |  | 1 | [10 empty] | BLACK | PS04.03 | PS04.03 | 10659227 | PASS
EXP61054 | M110 | CW-ARRAY | EXP61054A-1 |  | W-4-3 | 150x150 |  | 1 | [10 empty] | BLACK | W-4-3 | W-4-3 | 11156794 | PASS
EXP61054 | M110 | CW-DISTRIBUTION | EXP61054A |  | W-4-3 | 150x150 |  | 1 | [10 empty] | BLACK | W-4-3 | W-4-3 | 11156799 | PASS
EXP61054 | M110 | CW-ARRAY | EXP61054A-2 |  | W-4-3 | 150x150 |  | 1 | [10 empty] | BLACK | W-4-3 | W-4-3 | 11156853 | PASS
EXP61054 | M110 | CW-DISTRIBUTION | EXP61054A |  | W-4-3 | 150x150 |  | 1 | [10 empty] | BLACK | W-4-3 | W-4-3 | 11156858 | PASS
EXP61054 | M111 | CW-ARRAY | EXP61154A-1 |  | W-4-3 | 150x150 |  | 1 | [10 empty] | BLACK | W-4-3 | W-4-3 | 11156982 | PASS
EXP61054 | M111 | CW-DISTRIBUTION | EXP61154A |  | W-4-3 | 150x150 |  | 1 | [10 empty] | BLACK | W-4-3 | W-4-3 | 11156992 | PASS
EXP61054 | M110 | CW-DISTRIBUTION | EXP61054A |  | W-2-3 | 150x150 |  | 1 | [10 empty] | BLACK | W-2-3 | W-2-3 | 11157090 | PASS
EXP61054 | M111 | CW-DISTRIBUTION | EXP61154A |  | W-2-3 | 150x150 |  | 1 | [10 empty] | BLACK | W-2-3 | W-2-3 | 11157093 | PASS
EXP61054 | M110 | CP-EXTERNAL | EXP61054 |  | PS04.03 | 150x150 |  | 1 | [10 empty] | BLACK | PS04.03 | PS04.03 | 12050098 | PASS
EXP61054 | M111 | CP-EXTERNAL | EXP61054 |  | PS04.03 | 150x150 |  | 1 | [10 empty] | BLACK | PS04.03 | PS04.03 | 12050101 | Array: cần 'EXP61154', có 'EXP61054'
EXP61054 | M110-M111 | CP-INTERNAL | EXP61054 |  | W-4-3 | 150x150 |  | 1 | [10 empty] | GAL | W-4-3 | W-4-3 | 12325439 | PASS
EXP61054 | M110 | CP-EXTERNAL | EXP61054 |  | PS04.03 | 150x150 |  | 1 | [10 empty] | BLACK | PS04.03 | PS04.03 | 12420592 | PASS
EXP61054 | M111 | CP-EXTERNAL | EXP61054 |  | PS04.03 | 150x150 |  | 1 | [10 empty] | BLACK | PS04.03 | PS04.03 | 12420594 | Array: cần 'EXP61154', có 'EXP61054'
EXP61054 | M111 | CW-ARRAY | EXP61154A-2 |  | PS04.03 | 150x150 |  | 1 | [10 empty] | BLACK | PS04.03 | PS04.03 | 12423280 | PASS
EXP61054 | M110-M111 | CP-INTERNAL | EXP61054 |  | PS02.08 | 150x150 |  | 1 | [10 empty] | GAL | PS02.08 | PS02.08 | 12573563 | PASS
EXP61054 | M110-M111 | CP-INTERNAL | EXP61054 |  | PS04.03 | 150x150 |  | 1 | [10 empty] | GAL | PS04.03 | PS04.03 | 12575340 | PASS
EXP61054 | M110-M111 | CP-INTERNAL | EXP61054 |  | PS04.03 | 150x150 |  | 1 | [10 empty] | GAL | PS04.03 | PS04.03 | 12575462 | PASS
EXP61054 | M110-M111 | CP-INTERNAL | EXP61054 |  | W-4-3 | 150x150 |  | 1 | [10 empty] | GAL | W-4-3 | W-4-3 | 12657053 | PASS
EXP61054 | M110-M111 | CP-INTERNAL | EXP61054 |  | Pipe Support_Type PHCB_Ver2 | 150x150 |  | 1 | [10 empty] | GAL | Pipe Support_Type PHCB_Ver2 | Pipe Support_Type PHCB_Ver2 | 12819107 | PASS
EXP61054 | M110-M111 | CP-INTERNAL | EXP61054 |  | Pipe Support_Type PHCB_Ver2 | 150x150 |  | 1 | [10 empty] | GAL | Pipe Support_Type PHCB_Ver2 | Pipe Support_Type PHCB_Ver2 | 12827117 | PASS
EXP61054 | M111 | CW-ARRAY | EXP61154A-2 |  | W-2-3A | 150x150 |  | 1 | [10 empty] | BLACK | W-2-3A | W-2-3A | 14872211 | PASS
EXP61054 | M111 | CW-ARRAY | EXP61154A-2 |  | W-2-3A | 150x150 |  | 1 | [10 empty] | BLACK | W-2-3A | W-2-3A | 14872226 | PASS
EXP61054 | M111 | CW-DISTRIBUTION | EXP61154A |  | W-2-3A | 150x150 |  | 1 | [10 empty] | BLACK | W-2-3A | W-2-3A | 14872229 | PASS
Total | [21 empty] | 896100851 | PASS

## Sprinkler Schedule
EE_Cross Passage | EE_Location and Lanes | EE_System Type | EE_Array Number | EE_Stock Code | EE_Item Description | Size | Outside Diameter | Qty | Length | EE_FAB Pipe | EE_PIPE END-1 | EE_PIPE END-2 | EE_Run Dim 1 | EE_Pap 1 | EE_Run Dim 2 | EE_Pap 2 | EE_Run Dim 3 | EE_Pap 3 | EE_Pipe Treatment | Family | Type | ID | Validation_Check
EXP61054 | M110 | CW-ARRAY | EXP61054A-1 |  | TNL-280 |  |  | 1 | [11 empty] | Sprinkler Nozzle_Reliable_TNL280 | Sprinkler Nozzle_Reliable_TNL280 | 3658852 | PASS
EXP61054 | M110 | CW-ARRAY | EXP61054A-1 |  | TNL-280 |  |  | 1 | [11 empty] | Sprinkler Nozzle_Reliable_TNL280 | Sprinkler Nozzle_Reliable_TNL280 | 3658854 | PASS
EXP61054 | M110 | CW-ARRAY | EXP61054A-1 |  | TNL-280 |  |  | 1 | [11 empty] | Sprinkler Nozzle_Reliable_TNL280 | Sprinkler Nozzle_Reliable_TNL280 | 3658857 | PASS
EXP61054 | M110 | CW-ARRAY | EXP61054A-1 |  | TNL-280 |  |  | 1 | [11 empty] | Sprinkler Nozzle_Reliable_TNL280 | Sprinkler Nozzle_Reliable_TNL280 | 8176393 | PASS
EXP61054 | M110 | CW-ARRAY | EXP61054A-1 |  | TNL-280 |  |  | 1 | [11 empty] | Sprinkler Nozzle_Reliable_TNL280 | Sprinkler Nozzle_Reliable_TNL280 | 8176409 | PASS
EXP61054 | M110 | CW-ARRAY | EXP61054A-1 |  | TNL-280 |  |  | 1 | [11 empty] | Sprinkler Nozzle_Reliable_TNL280 | Sprinkler Nozzle_Reliable_TNL280 | 8176425 | PASS
EXP61054 | M110 | CW-ARRAY | EXP61054A-2 |  | TNL-280 |  |  | 1 | [11 empty] | Sprinkler Nozzle_Reliable_TNL280 | Sprinkler Nozzle_Reliable_TNL280 | 3658931 | PASS
EXP61054 | M110 | CW-ARRAY | EXP61054A-2 |  | TNL-280 |  |  | 1 | [11 empty] | Sprinkler Nozzle_Reliable_TNL280 | Sprinkler Nozzle_Reliable_TNL280 | 3658933 | PASS
EXP61054 | M110 | CW-ARRAY | EXP61054A-2 |  | TNL-280 |  |  | 1 | [11 empty] | Sprinkler Nozzle_Reliable_TNL280 | Sprinkler Nozzle_Reliable_TNL280 | 3658936 | PASS
EXP61054 | M110 | CW-ARRAY | EXP61054A-2 |  | TNL-280 |  |  | 1 | [11 empty] | Sprinkler Nozzle_Reliable_TNL280 | Sprinkler Nozzle_Reliable_TNL280 | 9164128 | PASS
EXP61054 | M110 | CW-ARRAY | EXP61054A-2 |  | TNL-280 |  |  | 1 | [11 empty] | Sprinkler Nozzle_Reliable_TNL280 | Sprinkler Nozzle_Reliable_TNL280 | 9164264 | PASS
EXP61054 | M110 | CW-ARRAY | EXP61054A-2 |  | TNL-280 |  |  | 1 | [11 empty] | Sprinkler Nozzle_Reliable_TNL280 | Sprinkler Nozzle_Reliable_TNL280 | 9164296 | PASS
EXP61054 | M111 | CW-ARRAY | EXP61154A-1 |  | TNL-280 |  |  | 1 | [11 empty] | Sprinkler Nozzle_Reliable_TNL280 | Sprinkler Nozzle_Reliable_TNL280 | 4428751 | PASS
EXP61054 | M111 | CW-ARRAY | EXP61154A-1 |  | TNL-280 |  |  | 1 | [11 empty] | Sprinkler Nozzle_Reliable_TNL280 | Sprinkler Nozzle_Reliable_TNL280 | 8176446 | PASS
EXP61054 | M111 | CW-ARRAY | EXP61154A-1 |  | TNL-280 |  |  | 1 | [11 empty] | Sprinkler Nozzle_Reliable_TNL280 | Sprinkler Nozzle_Reliable_TNL280 | 8176460 | PASS
EXP61054 | M111 | CW-ARRAY | EXP61154A-1 |  | TNL-280 |  |  | 1 | [11 empty] | Sprinkler Nozzle_Reliable_TNL280 | Sprinkler Nozzle_Reliable_TNL280 | 8176474 | PASS
EXP61054 | M111 | CW-ARRAY | EXP61154A-1 |  | TNL-280 |  |  | 1 | [11 empty] | Sprinkler Nozzle_Reliable_TNL280 | Sprinkler Nozzle_Reliable_TNL280 | 9166389 | PASS
EXP61054 | M111 | CW-ARRAY | EXP61154A-1 |  | TNL-280 |  |  | 1 | [11 empty] | Sprinkler Nozzle_Reliable_TNL280 | Sprinkler Nozzle_Reliable_TNL280 | 9166405 | PASS
EXP61054 | M111 | CW-ARRAY | EXP61154A-2 |  | TNL-280 |  |  | 1 | [11 empty] | Sprinkler Nozzle_Reliable_TNL280 | Sprinkler Nozzle_Reliable_TNL280 | 4428708 | PASS
EXP61054 | M111 | CW-ARRAY | EXP61154A-2 |  | TNL-280 |  |  | 1 | [11 empty] | Sprinkler Nozzle_Reliable_TNL280 | Sprinkler Nozzle_Reliable_TNL280 | 8176985 | PASS
EXP61054 | M111 | CW-ARRAY | EXP61154A-2 |  | TNL-280 |  |  | 1 | [11 empty] | Sprinkler Nozzle_Reliable_TNL280 | Sprinkler Nozzle_Reliable_TNL280 | 8179407 | PASS
EXP61054 | M111 | CW-ARRAY | EXP61154A-2 |  | TNL-280 |  |  | 1 | [11 empty] | Sprinkler Nozzle_Reliable_TNL280 | Sprinkler Nozzle_Reliable_TNL280 | 8179412 | PASS
EXP61054 | M111 | CW-ARRAY | EXP61154A-2 |  | TNL-280 |  |  | 1 | [11 empty] | Sprinkler Nozzle_Reliable_TNL280 | Sprinkler Nozzle_Reliable_TNL280 | 8179417 | PASS
EXP61054 | M111 | CW-ARRAY | EXP61154A-2 |  | TNL-280 |  |  | 1 | [11 empty] | Sprinkler Nozzle_Reliable_TNL280 | Sprinkler Nozzle_Reliable_TNL280 | 8179484 | PASS
EXP61054 | M111 | CW-ARRAY | EXP61154A-2 |  | TNL-280 |  |  | 1 | [11 empty] | Sprinkler Nozzle_Reliable_TNL280 | Sprinkler Nozzle_Reliable_TNL280 | 8180415 | PASS
EXP61054 | M111 | CW-ARRAY | EXP61154A-2 |  | TNL-280 |  |  | 1 | [11 empty] | Sprinkler Nozzle_Reliable_TNL280 | Sprinkler Nozzle_Reliable_TNL280 | 8180429 | PASS
EXP61054 | M111 | CW-ARRAY | EXP61154A-2 |  | TNL-280 |  |  | 1 | [11 empty] | Sprinkler Nozzle_Reliable_TNL280 | Sprinkler Nozzle_Reliable_TNL280 | 9168795 | PASS
Total | [21 empty] | 192119255 | PASS