## Pipe Schedule
EE_Cross Passage | EE_Location and Lanes | EE_System Type | EE_Array Number | EE_Stock Code | EE_Item Description | Size | Outside Diameter | Qty | Length | EE_FAB Pipe | EE_PIPE END-1 | EE_PIPE END-2 | EE_Run Dim 1 | EE_Pap 1 | EE_Run Dim 2 | EE_Pap 2 | EE_Run Dim 3 | EE_Pap 3 | EE_Pipe Treatment | Family | Type | ID
EXP61053 | M110-M111 | CP-INTERNAL | EXP61053 |  | 150-330 | 150 | 165.1 | 1 | 329.9 | Groove_Thread | RG | RG | [6 empty] | GAL |  | EE_Deluge_AS 1074_Gal | 2921402
EXP61053 | M110-M111 | CP-INTERNAL | EXP61053 |  | 150-2250 | 150 | 165.1 | 1 | 2251 | Groove_Thread | RG | RG | [6 empty] | GAL |  | EE_Deluge_AS 1074_Gal | 2921420
EXP61053 | M110-M111 | CP-INTERNAL | EXP61053 |  | 150-1560 | 150 | 165.1 | 1 | 1561.6 | Groove_Thread | RG | RG | [6 empty] | GAL |  | EE_Deluge_AS 1074_Gal | 2921558
EXP61053 | M110-M111 | CP-INTERNAL | EXP61053 |  | 150-2280 | 150 | 165.1 | 1 | 2281.7 | Groove_Thread | RG | RG | [6 empty] | GAL |  | EE_Deluge_AS 1074_Gal | 2921568
EXP61053 | M110-M111 | CP-INTERNAL | EXP61053 |  | 150-2280 | 150 | 165.1 | 1 | 2281.7 | Groove_Thread | RG | RG | [6 empty] | GAL |  | EE_Deluge_AS 1074_Gal | 2921574
EXP61053 | M110-M111 | CP-INTERNAL | EXP61053 |  | 150-2250 | 150 | 165.1 | 1 | 2251 | Groove_Thread | RG | RG | [6 empty] | GAL |  | EE_Deluge_AS 1074_Gal | 2921578
EXP61053 | M110-M111 | CP-INTERNAL | EXP61053 |  | 150-2250 | 150 | 165.1 | 1 | 2251 | Groove_Thread | RG | RG | [6 empty] | GAL |  | EE_Deluge_AS 1074_Gal | 2921819
EXP61053 | M110-M111 | CP-INTERNAL | EXP61053 |  | 150-2250 | 150 | 165.1 | 1 | 2251 | Groove_Thread | RG | RG | [6 empty] | GAL |  | EE_Deluge_AS 1074_Gal | 2921833
EXP61053 | M110-M111 | CP-INTERNAL | EXP61053 |  | 150-2280 | 150 | 165.1 | 1 | 2281.6 | Groove_Thread | RG | RG | [6 empty] | GAL |  | EE_Deluge_AS 1074_Gal | 2921896
EXP61053 | M110-M111 | CP-INTERNAL | EXP61053 |  | 150-2280 | 150 | 165.1 | 1 | 2281.6 | Groove_Thread | RG | RG | [6 empty] | GAL |  | EE_Deluge_AS 1074_Gal | 2921902
EXP61053 | M110-M111 | CP-INTERNAL | EXP61053 |  | 150-275 | 150 | 165.1 | 1 | 276.5 | Groove_Thread | RG | RG | [6 empty] | GAL |  | EE_Deluge_AS 1074_Gal | 2924456
EXP61053 | M110-M111 | CP-INTERNAL | EXP61053 |  | 150-300 | 150 | 168.3 | 1 | 300 | Groove_Thread | RG | RG | [6 empty] | GAL |  | EE_Deluge_Sched 40_Gal | 2926285
EXP61053 | M110-M111 | CP-INTERNAL | EXP61053 |  | 150-300 | 150 | 168.3 | 1 | 300 | Groove_Thread | RG | RG | [6 empty] | GAL |  | EE_Deluge_Sched 40_Gal | 2926374
EXP61053 | M110-M111 | CP-INTERNAL | EXP61053 |  | 150-300 | 150 | 168.3 | 1 | 300 | Groove_Thread | RG | RG | [6 empty] | GAL |  | EE_Deluge_Sched 40_Gal | 2926388
EXP61053 | M110-M111 | CP-INTERNAL | EXP61053 |  | 150-300 | 150 | 168.3 | 1 | 300 | Groove_Thread | RG | RG | [6 empty] | GAL |  | EE_Deluge_Sched 40_Gal | 2926471
EXP61053 | M110-M111 | CP-INTERNAL | EXP61053 |  | 150-300 | 150 | 168.3 | 1 | 300 | Groove_Thread | RG | RG | [6 empty] | GAL |  | EE_Deluge_Sched 40_Gal | 2926481
EXP61053 | M110-M111 | CP-INTERNAL | EXP61053 |  | 150-300 | 150 | 168.3 | 1 | 300 | Groove_Thread | RG | RG | [6 empty] | GAL |  | EE_Deluge_Sched 40_Gal | 2926493
EXP61053 | M110-M111 | CP-INTERNAL | EXP61053 |  | 150-300 | 150 | 168.3 | 1 | 300 | Groove_Thread | RG | RG | [6 empty] | GAL |  | EE_Deluge_Sched 40_Gal | 2926563
EXP61053 | M110-M111 | CP-INTERNAL | EXP61053 |  | 150-300 | 150 | 168.3 | 1 | 300 | Groove_Thread | RG | RG | [6 empty] | GAL |  | EE_Deluge_Sched 40_Gal | 2926624
EXP61053 | M110 | CW-ARRAY | EXP61053A |  | 65-5295 | 65 | 76.1 | 1 | 5295.2 | STD 2 PAP RANGE | RG | BE | 150 | 40B | 5250 | 40B |  |  | BLACK |  | EE_Deluge_AS 1074_Black | 3669298
EXP61053 | M110 | CW-ARRAY | EXP61053A |  | 40-375 | 40 | 48.3 | 1 | 377 | Groove_Thread | TH | TH | [6 empty] | BLACK |  | EE_Deluge_AS 1074_Black | 3669305
EXP61053 | M110 | CW-ARRAY | EXP61053A |  | 40-525 | 40 | 48.3 | 1 | 525.1 | Groove_Thread | TH | TH | [6 empty] | BLACK |  | EE_Deluge_AS 1074_Black | 3669307
EXP61053 | M110 | CW-ARRAY | EXP61053A |  | 40-375 | 40 | 48.3 | 1 | 375 | Groove_Thread | TH | TH | [6 empty] | BLACK |  | EE_Deluge_AS 1074_Black | 3669310
EXP61053 | M110 | CW-ARRAY | EXP61053A |  | 65-4730 | 65 | 76.1 | 1 | 4729.8 | STD 1 PAP RANGE | RG | BE | 4685 | 40B |  |  |  |  | BLACK |  | EE_Deluge_AS 1074_Black | 3669313
EXP61053 | M110 | CW-ARRAY | EXP61053A |  | 65-5295 | 65 | 76.1 | 1 | 5295 | STD 2 PAP RANGE | RG | BE | 150 | 40B | 5250 | 40B |  |  | BLACK |  | EE_Deluge_AS 1074_Black | 3669333
EXP61053 | M110 | CW-ARRAY | EXP61053A |  | 150-900 | 150 | 165.1 | 1 | 900 | STD ARRAY TEE | RG | RG | 150 | 65LR |  |  |  |  | BLACK |  | EE_Deluge_AS 1074_Black | 3669335
EXP61053 | M110 | CW-ARRAY | EXP61053A |  | 65-4730 | 65 | 76.1 | 1 | 4730 | STD 1 PAP RANGE | RG | BE | 4685 | 40B |  |  |  |  | BLACK |  | EE_Deluge_AS 1074_Black | 3669351
EXP61053 | M110 | CW-ARRAY | EXP61053A |  | 150-3620 | 150 | 165.1 | 1 | 3620.2 | Groove_Thread | RG | RG | [6 empty] | BLACK |  | EE_Deluge_AS 1074_Black | 3669435
EXP61053 | M110 | CW-ARRAY | EXP61053B-1 |  | 65-5295 | 65 | 76.1 | 1 | 5295 | STD 2 PAP RANGE | RG | BE | 150 | 40B | 5250 | 40B |  |  | BLACK |  | EE_Deluge_AS 1074_Black | 3674496
EXP61053 | M110 | CW-ARRAY | EXP61053B-1 |  | 40-375 | 40 | 48.3 | 1 | 377 | Groove_Thread | TH | TH | [6 empty] | BLACK |  | EE_Deluge_AS 1074_Black | 3674503
EXP61053 | M110 | CW-ARRAY | EXP61053B-1 |  | 40-375 | 40 | 48.3 | 1 | 375 | Groove_Thread | TH | TH | [6 empty] | BLACK |  | EE_Deluge_AS 1074_Black | 3674505
EXP61053 | M110 | CW-ARRAY | EXP61053B-1 |  | 40-375 | 40 | 48.3 | 1 | 375 | Groove_Thread | TH | TH | [6 empty] | BLACK |  | EE_Deluge_AS 1074_Black | 3674508
EXP61053 | M110 | CW-ARRAY | EXP61053B-1 |  | 65-4730 | 65 | 76.1 | 1 | 4730 | STD 1 PAP RANGE | RG | BE | 4685 | 40B |  |  |  |  | BLACK |  | EE_Deluge_AS 1074_Black | 3674511
EXP61053 | M110 | CW-ARRAY | EXP61053B-1 |  | 65-5295 | 65 | 76.1 | 1 | 5295 | STD 2 PAP RANGE | RG | BE | 150 | 40B | 5250 | 40B |  |  | BLACK |  | EE_Deluge_AS 1074_Black | 3674531
EXP61053 | M110 | CW-ARRAY | EXP61053B-1 |  | 150-900 | 150 | 165.1 | 1 | 900 | STD ARRAY TEE | RG | RG | 150 | 65LR |  |  |  |  | BLACK |  | EE_Deluge_AS 1074_Black | 3674533
EXP61053 | M110 | CW-ARRAY | EXP61053B-1 |  | 65-4730 | 65 | 76.1 | 1 | 4730 | STD 1 PAP RANGE | RG | BE | 4685 | 40B |  |  |  |  | BLACK |  | EE_Deluge_AS 1074_Black | 3674548
EXP61053 | M110 | CW-ARRAY | EXP61053B-1 |  | 150-3590 | 150 | 165.1 | 1 | 3591.4 | Groove_Thread | RG | RG | [6 empty] | BLACK |  | EE_Deluge_AS 1074_Black | 3674557
EXP61053 | M110 | CW-ARRAY | EXP61053B-2 |  | 65-5295 | 65 | 76.1 | 1 | 5295 | STD 2 PAP RANGE | RG | BE | 150 | 40B | 5250 | 40B |  |  | BLACK |  | EE_Deluge_AS 1074_Black | 3674574
EXP61053 | M110 | CW-ARRAY | EXP61053B-2 |  | 150-325 | 150 | 165.1 | 1 | 324.5 | Groove_Thread | RG | RG | [6 empty] | BLACK |  | EE_Deluge_AS 1074_Black | 3674576
EXP61053 | M110 | CW-ARRAY | EXP61053B-2 |  | 40-375 | 40 | 48.3 | 1 | 377 | Groove_Thread | TH | TH | [6 empty] | BLACK |  | EE_Deluge_AS 1074_Black | 3674582
EXP61053 | M110 | CW-ARRAY | EXP61053B-2 |  | 40-375 | 40 | 48.3 | 1 | 375 | Groove_Thread | TH | TH | [6 empty] | BLACK |  | EE_Deluge_AS 1074_Black | 3674584
EXP61053 | M110 | CW-ARRAY | EXP61053B-2 |  | 40-375 | 40 | 48.3 | 1 | 375 | Groove_Thread | TH | TH | [6 empty] | BLACK |  | EE_Deluge_AS 1074_Black | 3674587
EXP61053 | M110 | CW-ARRAY | EXP61053B-2 |  | 65-4730 | 65 | 76.1 | 1 | 4730 | STD 1 PAP RANGE | RG | BE | 4685 | 40B |  |  |  |  | BLACK |  | EE_Deluge_AS 1074_Black | 3674590
EXP61053 | M110 | CW-ARRAY | EXP61053B-2 |  | 65-5295 | 65 | 76.1 | 1 | 5295 | STD 2 PAP RANGE | RG | BE | 150 | 40B | 5250 | 40B |  |  | BLACK |  | EE_Deluge_AS 1074_Black | 3674609
EXP61053 | M110 | CW-ARRAY | EXP61053B-2 |  | 150-900 | 150 | 165.1 | 1 | 900 | STD ARRAY TEE | RG | RG | 150 | 65LR |  |  |  |  | BLACK |  | EE_Deluge_AS 1074_Black | 3674611
EXP61053 | M110 | CW-ARRAY | EXP61053B-2 |  | 65-4730 | 65 | 76.1 | 1 | 4730 | STD 1 PAP RANGE | RG | BE | 4685 | 40B |  |  |  |  | BLACK |  | EE_Deluge_AS 1074_Black | 3674626
EXP61053 | M110 | CW-DISTRIBUTION | EXP61053B |  | 150-4000 | 150 | 165.1 | 1 | 4000 | Groove_Thread | RG | RG | [6 empty] | BLACK |  | EE_Deluge_AS 1074_Black_Coupling 177N | 3674643
EXP61053 | M110 | CW-DISTRIBUTION | EXP61053B |  | 150-4000 | 150 | 165.1 | 1 | 4000 | Groove_Thread | RG | RG | [6 empty] | BLACK |  | EE_Deluge_AS 1074_Black_Coupling 177N | 3674645
EXP61053 | M110 | CW-DISTRIBUTION | EXP61053B |  | 150-2990 | 150 | 165.1 | 1 | 2987.9 | Groove_Thread | RG | RG | [6 empty] | BLACK |  | EE_Deluge_AS 1074_Black_Coupling 177N | 3674647
EXP61053 | M110 | CW-ARRAY | EXP61053C-1 |  | 65-5295 | 65 | 76.1 | 1 | 5295 | STD 2 PAP RANGE | RG | BE | 150 | 40B | 5250 | 40B |  |  | BLACK |  | EE_Deluge_AS 1074_Black | 3675549
EXP61053 | M110 | CW-ARRAY | EXP61053C-1 |  | 40-375 | 40 | 48.3 | 1 | 377 | Groove_Thread | TH | TH | [6 empty] | BLACK |  | EE_Deluge_AS 1074_Black | 3675556
EXP61053 | M110 | CW-ARRAY | EXP61053C-1 |  | 40-375 | 40 | 48.3 | 1 | 375 | Groove_Thread | TH | TH | [6 empty] | BLACK |  | EE_Deluge_AS 1074_Black | 3675558
EXP61053 | M110 | CW-ARRAY | EXP61053C-1 |  | 40-300 | 40 | 48.3 | 1 | 300 | Groove_Thread | TH | TH | [6 empty] | BLACK |  | EE_Deluge_AS 1074_Black | 3675561
EXP61053 | M110 | CW-ARRAY | EXP61053C-1 |  | 65-4730 | 65 | 76.1 | 1 | 4730 | STD 1 PAP RANGE | RG | BE | 4685 | 40B |  |  |  |  | BLACK |  | EE_Deluge_AS 1074_Black | 3675564
EXP61053 | M110 | CW-ARRAY | EXP61053C-1 |  | 65-5295 | 65 | 76.1 | 1 | 5295 | STD 2 PAP RANGE | RG | BE | 150 | 40B | 5250 | 40B |  |  | BLACK |  | EE_Deluge_AS 1074_Black | 3675584
EXP61053 | M110 | CW-ARRAY | EXP61053C-1 |  | 150-900 | 150 | 165.1 | 1 | 900 | STD ARRAY TEE | RG | RG | 150 | 65LR |  |  |  |  | BLACK |  | EE_Deluge_AS 1074_Black | 3675586
EXP61053 | M110 | CW-ARRAY | EXP61053C-1 |  | 65-4730 | 65 | 76.1 | 1 | 4730 | STD 1 PAP RANGE | RG | BE | 4685 | 40B |  |  |  |  | BLACK |  | EE_Deluge_AS 1074_Black | 3675601
EXP61053 | M110 | CW-ARRAY | EXP61053C-1 |  | 150-3590 | 150 | 165.1 | 1 | 3591.4 | Groove_Thread | RG | RG | [6 empty] | BLACK |  | EE_Deluge_AS 1074_Black | 3675610
EXP61053 | M110 | CW-ARRAY | EXP61053C-2 |  | 65-5295 | 65 | 76.1 | 1 | 5295 | STD 2 PAP RANGE | RG | BE | 150 | 40B | 5250 | 40B |  |  | BLACK |  | EE_Deluge_AS 1074_Black | 3675627
EXP61053 | M110 | CW-ARRAY | EXP61053C-2 |  | 150-625 | 150 | 165.1 | 1 | 624.5 | Groove_Thread | RG | RG | [6 empty] | BLACK |  | EE_Deluge_AS 1074_Black | 3675629
EXP61053 | M110 | CW-ARRAY | EXP61053C-2 |  | 40-375 | 40 | 48.3 | 1 | 377 | Groove_Thread | TH | TH | [6 empty] | BLACK |  | EE_Deluge_AS 1074_Black | 3675635
EXP61053 | M110 | CW-ARRAY | EXP61053C-2 |  | 40-375 | 40 | 48.3 | 1 | 375 | Groove_Thread | TH | TH | [6 empty] | BLACK |  | EE_Deluge_AS 1074_Black | 3675637
EXP61053 | M110 | CW-ARRAY | EXP61053C-2 |  | 40-375 | 40 | 48.3 | 1 | 375 | Groove_Thread | TH | TH | [6 empty] | BLACK |  | EE_Deluge_AS 1074_Black | 3675640
EXP61053 | M110 | CW-ARRAY | EXP61053C-2 |  | 65-4730 | 65 | 76.1 | 1 | 4730 | STD 1 PAP RANGE | RG | BE | 4685 | 40B |  |  |  |  | BLACK |  | EE_Deluge_AS 1074_Black | 3675643
EXP61053 | M110 | CW-ARRAY | EXP61053C-2 |  | 65-5295 | 65 | 76.1 | 1 | 5295 | STD 2 PAP RANGE | RG | BE | 150 | 40B | 5250 | 40B |  |  | BLACK |  | EE_Deluge_AS 1074_Black | 3675662
EXP61053 | M110 | CW-ARRAY | EXP61053C-2 |  | 150-900 | 150 | 165.1 | 1 | 900 | STD ARRAY TEE | RG | RG | 150 | 65LR |  |  |  |  | BLACK |  | EE_Deluge_AS 1074_Black | 3675664
EXP61053 | M110 | CW-ARRAY | EXP61053C-2 |  | 65-4730 | 65 | 76.1 | 1 | 4730 | STD 1 PAP RANGE | RG | BE | 4685 | 40B |  |  |  |  | BLACK |  | EE_Deluge_AS 1074_Black | 3675679
EXP61053 | M110 | CW-DISTRIBUTION | EXP61053C |  | 150-4000 | 150 | 165.1 | 1 | 4000 | Groove_Thread | RG | RG | [6 empty] | BLACK |  | EE_Deluge_AS 1074_Black_Coupling 177N | 3675696
EXP61053 | M110 | CW-DISTRIBUTION | EXP61053C |  | 150-4000 | 150 | 165.1 | 1 | 4000 | Groove_Thread | RG | RG | [6 empty] | BLACK |  | EE_Deluge_AS 1074_Black_Coupling 177N | 3675698
EXP61053 | M110 | CW-DISTRIBUTION | EXP61053C |  | 150-2995 | 150 | 165.1 | 1 | 2996 | Groove_Thread | RG | RG | [6 empty] | BLACK |  | EE_Deluge_AS 1074_Black_Coupling 177N | 3675700
EXP61053 | M110 | CW-ARRAY | EXP61053D-1 |  | 40-375 | 40 | 48.3 | 1 | 377 | Groove_Thread | TH | TH | [6 empty] | BLACK |  | EE_Deluge_AS 1074_Black | 3676013
EXP61053 | M110 | CW-ARRAY | EXP61053D-1 |  | 40-375 | 40 | 48.3 | 1 | 375 | Groove_Thread | TH | TH | [6 empty] | BLACK |  | EE_Deluge_AS 1074_Black | 3676015
EXP61053 | M110 | CW-ARRAY | EXP61053D-1 |  | 40-375 | 40 | 48.3 | 1 | 375 | Groove_Thread | TH | TH | [6 empty] | BLACK |  | EE_Deluge_AS 1074_Black | 3676018
EXP61053 | M110 | CW-ARRAY | EXP61053D-1 |  | 150-900 | 150 | 165.1 | 1 | 900 | STD ARRAY TEE | RG | RG | 150 | 65LR |  |  |  |  | BLACK |  | EE_Deluge_AS 1074_Black | 3676043
EXP61053 | M110 | CW-ARRAY | EXP61053D-1 |  | 150-3590 | 150 | 165.1 | 1 | 3591.4 | Groove_Thread | RG | RG | [6 empty] | BLACK |  | EE_Deluge_AS 1074_Black | 3676067
EXP61053 | M110 | CW-ARRAY | EXP61053D-2 |  | 65-5295 | 65 | 76.1 | 1 | 5295 | STD 2 PAP RANGE | RG | BE | 150 | 40B | 5250 | 40B |  |  | BLACK |  | EE_Deluge_AS 1074_Black | 3676084
EXP61053 | M110 | CW-ARRAY | EXP61053D-2 |  | 150-320 | 150 | 165.1 | 1 | 320.7 | Groove_Thread | RG | RG | [6 empty] | BLACK |  | EE_Deluge_AS 1074_Black | 3676086
EXP61053 | M110 | CW-ARRAY | EXP61053D-2 |  | 40-375 | 40 | 48.3 | 1 | 377 | Groove_Thread | TH | TH | [6 empty] | BLACK |  | EE_Deluge_AS 1074_Black | 3676092
EXP61053 | M110 | CW-ARRAY | EXP61053D-2 |  | 40-375 | 40 | 48.3 | 1 | 375 | Groove_Thread | TH | TH | [6 empty] | BLACK |  | EE_Deluge_AS 1074_Black | 3676094
EXP61053 | M110 | CW-ARRAY | EXP61053D-2 |  | 40-375 | 40 | 48.3 | 1 | 375 | Groove_Thread | TH | TH | [6 empty] | BLACK |  | EE_Deluge_AS 1074_Black | 3676097
EXP61053 | M110 | CW-ARRAY | EXP61053D-2 |  | 65-5225 | 65 | 76.1 | 1 | 5225 | Fabrication | RG | BE | 4675 | 40B | 5190 | 20T |  |  | BLACK |  | EE_Deluge_AS 1074_Black | 3676100
EXP61053 | M110 | CW-ARRAY | EXP61053D-2 |  | 65-5295 | 65 | 76.1 | 1 | 5295 | STD 2 PAP RANGE | RG | BE | 150 | 40B | 5250 | 40B |  |  | BLACK |  | EE_Deluge_AS 1074_Black | 3676119
EXP61053 | M110 | CW-ARRAY | EXP61053D-2 |  | 150-900 | 150 | 165.1 | 1 | 900 | STD ARRAY TEE | RG | RG | 150 | 65LR |  |  |  |  | BLACK |  | EE_Deluge_AS 1074_Black | 3676121
EXP61053 | M110 | CW-ARRAY | EXP61053D-2 |  | 65-5225 | 65 | 76.1 | 1 | 5225 | Fabrication | RG | BE | 4675 | 40B | 5190 | 20T |  |  | BLACK |  | EE_Deluge_AS 1074_Black | 3676136
EXP61053 | M110 | CW-DISTRIBUTION | EXP61053D |  | 150-6500 | 150 | 165.1 | 1 | 6500.1 | Groove_Thread | RG | RG | [6 empty] | BLACK |  | EE_Deluge_AS 1074_Black_Coupling 177N | 3676151
EXP61053 | M110 | CW-DISTRIBUTION | EXP61053D |  | 150-6500 | 150 | 165.1 | 1 | 6500 | Groove_Thread | RG | RG | [6 empty] | BLACK |  | EE_Deluge_AS 1074_Black_Coupling 177N | 3676153
EXP61053 | M110 | CW-DISTRIBUTION | EXP61053D |  | 150-2015 | 150 | 165.1 | 1 | 2013.9 | Groove_Thread | RG | RG | [6 empty] | BLACK |  | EE_Deluge_AS 1074_Black_Coupling 177N | 3676155
EXP61053 | M110 | CW-DISTRIBUTION | EXP61053B |  | 150-2545 | 150 | 165.1 | 1 | 2543.7 | Groove_Thread | RG | RG | [6 empty] | BLACK |  | EE_Deluge_AS 1074_Black_Coupling 177N | 3692714
EXP61053 | M110 | CW-DISTRIBUTION | EXP61053B |  | 150-4000 | 150 | 165.1 | 1 | 4000 | Groove_Thread | RG | RG | [6 empty] | BLACK |  | EE_Deluge_AS 1074_Black_Coupling 177N | 3692716
EXP61053 | M110 | CW-DISTRIBUTION | EXP61053B |  | 150-4000 | 150 | 165.1 | 1 | 4000 | Groove_Thread | RG | RG | [6 empty] | BLACK |  | EE_Deluge_AS 1074_Black_Coupling 177N | 3692718
EXP61053 | M110 | CW-DISTRIBUTION | EXP61053B |  | 150-2990 | 150 | 165.1 | 1 | 2987.9 | Groove_Thread | RG | RG | [6 empty] | BLACK |  | EE_Deluge_AS 1074_Black_Coupling 177N | 3692720
EXP61053 | M110 | CW-DISTRIBUTION | EXP61053B |  | 150-2550 | 150 | 165.1 | 1 | 2551.6 | Groove_Thread | RG | RG | [6 empty] | BLACK |  | EE_Deluge_AS 1074_Black_Coupling 177N | 3692761
EXP61053 | M110 | CW-DISTRIBUTION | EXP61053B |  | 150-4000 | 150 | 165.1 | 1 | 4000 | Groove_Thread | RG | RG | [6 empty] | BLACK |  | EE_Deluge_AS 1074_Black_Coupling 177N | 3692763
EXP61053 | M110 | CW-DISTRIBUTION | EXP61053B |  | 150-4000 | 150 | 165.1 | 1 | 4000 | Groove_Thread | RG | RG | [6 empty] | BLACK |  | EE_Deluge_AS 1074_Black_Coupling 177N | 3692765
EXP61053 | M110 | CW-DISTRIBUTION | EXP61053B |  | 150-2990 | 150 | 165.1 | 1 | 2987.9 | Groove_Thread | RG | RG | [6 empty] | BLACK |  | EE_Deluge_AS 1074_Black_Coupling 177N | 3692767
EXP61053 | M110 | CW-DISTRIBUTION | EXP61053C |  | 150-2430 | 150 | 165.1 | 1 | 2432.4 | Groove_Thread | RG | RG | [6 empty] | BLACK |  | EE_Deluge_AS 1074_Black_Coupling 177N | 3693858
EXP61053 | M110 | CW-DISTRIBUTION | EXP61053C |  | 150-4000 | 150 | 165.1 | 1 | 4000 | Groove_Thread | RG | RG | [6 empty] | BLACK |  | EE_Deluge_AS 1074_Black_Coupling 177N | 3693860
EXP61053 | M110 | CW-DISTRIBUTION | EXP61053C |  | 150-4000 | 150 | 165.1 | 1 | 4000 | Groove_Thread | RG | RG | [6 empty] | BLACK |  | EE_Deluge_AS 1074_Black_Coupling 177N | 3693862
EXP61053 | M110 | CW-DISTRIBUTION | EXP61053C |  | 150-2995 | 150 | 165.1 | 1 | 2995.9 | Groove_Thread | RG | RG | [6 empty] | BLACK |  | EE_Deluge_AS 1074_Black_Coupling 177N | 3693864
EXP61053 | M110 | CW-DISTRIBUTION | EXP61053D |  | 150-2545 | 150 | 165.1 | 1 | 2546.4 | Groove_Thread | RG | RG | [6 empty] | BLACK |  | EE_Deluge_AS 1074_Black_Coupling 177N | 3722914
EXP61053 | M110 | CW-DISTRIBUTION | EXP61053B |  | 150-4000 | 150 | 165.1 | 1 | 4000 | Groove_Thread | RG | RG | [6 empty] | BLACK |  | EE_Deluge_AS 1074_Black_Coupling 177N | 3722951
EXP61053 | M110 | CW-DISTRIBUTION | EXP61053C |  | 150-4000 | 150 | 165.1 | 1 | 4000 | Groove_Thread | RG | RG | [6 empty] | BLACK |  | EE_Deluge_AS 1074_Black_Coupling 177N | 3722962
EXP61053 | M110 | CW-DISTRIBUTION | EXP61053B |  | 150-4000 | 150 | 165.1 | 1 | 4000 | Groove_Thread | RG | RG | [6 empty] | BLACK |  | EE_Deluge_AS 1074_Black_Coupling 177N | 3723026
EXP61053 | M110 | CW-DISTRIBUTION | EXP61053C |  | 150-4000 | 150 | 165.1 | 1 | 4000 | Groove_Thread | RG | RG | [6 empty] | BLACK |  | EE_Deluge_AS 1074_Black_Coupling 177N | 3723030
EXP61053 | M110 | CW-DISTRIBUTION | EXP61053C |  | 150-2130 | 150 | 165.1 | 1 | 2127.8 | Groove_Thread | RG | RG | [6 empty] | BLACK |  | EE_Deluge_AS 1074_Black_Coupling 177N | 3723034
EXP61053 | M110 | CW-DISTRIBUTION | EXP61053A |  | 150-4000 | 150 | 165.1 | 1 | 4000 | Groove_Thread | RG | RG | [6 empty] | BLACK |  | EE_Deluge_AS 1074_Black_Coupling 177N | 3729646
EXP61053 | M110 | CW-DISTRIBUTION | EXP61053A |  | 150-4000 | 150 | 165.1 | 1 | 4000 | Groove_Thread | RG | RG | [6 empty] | BLACK |  | EE_Deluge_AS 1074_Black_Coupling 177N | 3729658
EXP61053 | M110 | CW-DISTRIBUTION | EXP61053A |  | 150-4000 | 150 | 165.1 | 1 | 4000 | Groove_Thread | RG | RG | [6 empty] | BLACK |  | EE_Deluge_AS 1074_Black_Coupling 177N | 3729668
EXP61053 | M110 | CW-DISTRIBUTION | EXP61053A |  | 150-4000 | 150 | 165.1 | 1 | 4000 | Groove_Thread | RG | RG | [6 empty] | BLACK |  | EE_Deluge_AS 1074_Black_Coupling 177N | 3729687
EXP61053 | M110 | CW-DISTRIBUTION | EXP61053A |  | 150-4000 | 150 | 165.1 | 1 | 3999.9 | Groove_Thread | RG | RG | [6 empty] | BLACK |  | EE_Deluge_AS 1074_Black_Coupling 177N | 3731058
EXP61053 | M110 | CW-DISTRIBUTION | EXP61053A |  | 150-4000 | 150 | 165.1 | 1 | 4000 | Groove_Thread | RG | RG | [6 empty] | BLACK |  | EE_Deluge_AS 1074_Black_Coupling 177N | 3731062
EXP61053 | M110 | CW-DISTRIBUTION | EXP61053A |  | 150-4000 | 150 | 165.1 | 1 | 4000 | Groove_Thread | RG | RG | [6 empty] | BLACK |  | EE_Deluge_AS 1074_Black_Coupling 177N | 3731066
EXP61053 | M110 | CW-DISTRIBUTION | EXP61053A |  | 150-4000 | 150 | 165.1 | 1 | 4000 | Groove_Thread | RG | RG | [6 empty] | BLACK |  | EE_Deluge_AS 1074_Black_Coupling 177N | 3731070
EXP61053 | M110 | CW-DISTRIBUTION | EXP61053A |  | 150-4000 | 150 | 165.1 | 1 | 3999.9 | Groove_Thread | RG | RG | [6 empty] | BLACK |  | EE_Deluge_AS 1074_Black_Coupling 177N | 3731093
EXP61053 | M110 | CW-DISTRIBUTION | EXP61053A |  | 150-4000 | 150 | 165.1 | 1 | 4000 | Groove_Thread | RG | RG | [6 empty] | BLACK |  | EE_Deluge_AS 1074_Black_Coupling 177N | 3731097
EXP61053 | M110 | CW-DISTRIBUTION | EXP61053A |  | 150-4000 | 150 | 165.1 | 1 | 4000 | Groove_Thread | RG | RG | [6 empty] | BLACK |  | EE_Deluge_AS 1074_Black_Coupling 177N | 3731101
EXP61053 | M110 | CW-DISTRIBUTION | EXP61053A |  | 150-4000 | 150 | 165.1 | 1 | 4000 | Groove_Thread | RG | RG | [6 empty] | BLACK |  | EE_Deluge_AS 1074_Black_Coupling 177N | 3731105
EXP61053 | M110 | CW-DISTRIBUTION | EXP61053A |  | 150-4000 | 150 | 165.1 | 1 | 3999.9 | Groove_Thread | RG | RG | [6 empty] | BLACK |  | EE_Deluge_AS 1074_Black_Coupling 177N | 3731124
EXP61053 | M110 | CW-DISTRIBUTION | EXP61053A |  | 150-4000 | 150 | 165.1 | 1 | 4000 | Groove_Thread | RG | RG | [6 empty] | BLACK |  | EE_Deluge_AS 1074_Black_Coupling 177N | 3731128
EXP61053 | M110 | CW-DISTRIBUTION | EXP61053A |  | 150-4000 | 150 | 165.1 | 1 | 4000 | Groove_Thread | RG | RG | [6 empty] | BLACK |  | EE_Deluge_AS 1074_Black_Coupling 177N | 3731132
EXP61053 | M110 | CW-DISTRIBUTION | EXP61053A |  | 150-4000 | 150 | 165.1 | 1 | 4000 | Groove_Thread | RG | RG | [6 empty] | BLACK |  | EE_Deluge_AS 1074_Black_Coupling 177N | 3731136
EXP61053 | M110 | CW-DISTRIBUTION | EXP61053A |  | 150-4000 | 150 | 165.1 | 1 | 4000 | Groove_Thread | RG | RG | [6 empty] | BLACK |  | EE_Deluge_AS 1074_Black_Coupling 177N | 3732109
EXP61053 | M110 | CW-DISTRIBUTION | EXP61053B |  | 150-4000 | 150 | 165.1 | 1 | 4000 | Groove_Thread | RG | RG | [6 empty] | BLACK |  | EE_Deluge_AS 1074_Black_Coupling 177N | 3732155
EXP61053 | M110 | CW-DISTRIBUTION | EXP61053A |  | 150-4000 | 150 | 165.1 | 1 | 4000 | Groove_Thread | RG | RG | [6 empty] | BLACK |  | EE_Deluge_AS 1074_Black_Coupling 177N | 3732619
EXP61053 | M110 | CW-DISTRIBUTION | EXP61053B |  | 150-4000 | 150 | 165.1 | 1 | 4000 | Groove_Thread | RG | RG | [6 empty] | BLACK |  | EE_Deluge_AS 1074_Black_Coupling 177N | 3732623
EXP61053 | M110 | CW-DISTRIBUTION | EXP61053A |  | 150-4000 | 150 | 165.1 | 1 | 4000 | Groove_Thread | RG | RG | [6 empty] | BLACK |  | EE_Deluge_AS 1074_Black_Coupling 177N | 3732646
EXP61053 | M110 | CW-DISTRIBUTION | EXP61053B |  | 150-4000 | 150 | 165.1 | 1 | 4000 | Groove_Thread | RG | RG | [6 empty] | BLACK |  | EE_Deluge_AS 1074_Black_Coupling 177N | 3732650
EXP61053 | M110 | CW-DISTRIBUTION | EXP61053B |  | 150-2535 | 150 | 165.1 | 1 | 2535.8 | Groove_Thread | RG | RG | [6 empty] | BLACK |  | EE_Deluge_AS 1074_Black_Coupling 177N | 3732654
EXP61053 | M110-M111 | CP-INTERNAL | EXP61053 |  | 150-1075 | 150 | 165.1 | 1 | 1075.2 | Groove_Thread | RG | RG | [6 empty] | GAL |  | EE_Deluge_AS 1074_Gal | 7099423
EXP61053 | M110-M111 | CP-INTERNAL | EXP61053 |  | 150-1975 | 150 | 165.1 | 1 | 1974.6 | Groove_Thread | RG | RG | [6 empty] | GAL |  | EE_Deluge_AS 1074_Gal | 7099437
EXP61053 | M110-M111 | CP-INTERNAL | EXP61053 |  | 150-1260 | 150 | 165.1 | 1 | 1261.6 | Groove_Thread | RG | RG | [6 empty] | GAL |  | EE_Deluge_AS 1074_Gal | 7099441
EXP61053 | M110-M111 | CP-INTERNAL | EXP61053 |  | 150-330 | 150 | 165.1 | 1 | 328.4 | Groove_Thread | RG | RG | [6 empty] | GAL |  | EE_Deluge_AS 1074_Gal | 7099470
EXP61053 | M110-M111 | CP-INTERNAL | EXP61053 |  | 150-1565 | 150 | 165.1 | 1 | 1563.2 | Groove_Thread | RG | RG | [6 empty] | GAL |  | EE_Deluge_AS 1074_Gal | 7099474
EXP61053 | M110-M111 | CP-INTERNAL | EXP61053 |  | 150-275 | 150 | 165.1 | 1 | 276.9 | Groove_Thread | RG | RG | [6 empty] | GAL |  | EE_Deluge_AS 1074_Gal | 7099496
EXP61053 | M110-M111 | CP-INTERNAL | EXP61053 |  | 150-360 | 150 | 165.1 | 1 | 362.5 | Groove_Thread | RG | RG | [6 empty] | GAL |  | EE_Deluge_AS 1074_Gal | 7099505
EXP61053 | M110-M111 | CP-INTERNAL | EXP61053 |  | 150-1075 | 150 | 165.1 | 1 | 1075.5 | Groove_Thread | RG | RG | [6 empty] | GAL |  | EE_Deluge_AS 1074_Gal | 7099513
EXP61053 | M110-M111 | CP-INTERNAL | EXP61053 |  | 150-1975 | 150 | 165.1 | 1 | 1975 | Groove_Thread | RG | RG | [6 empty] | GAL |  | EE_Deluge_AS 1074_Gal | 7099525
EXP61053 | M110-M111 | CP-INTERNAL | EXP61053 |  | 150-1265 | 150 | 165.1 | 1 | 1263.2 | Groove_Thread | RG | RG | [6 empty] | GAL |  | EE_Deluge_AS 1074_Gal | 7099529
EXP61053 | M110 | CW-DISTRIBUTION | EXP61053A |  | 150-3000 | 150 | 165.1 | 1 | 3000 | Groove_Thread | RG | RG | [6 empty] | BLACK |  | EE_Deluge_AS 1074_Black_Coupling 177N | 7140397
EXP61053 | M110 | CW-DISTRIBUTION | EXP61053A |  | 150-1805 | 150 | 165.1 | 1 | 1806.1 | Groove_Thread | RG | RG | [6 empty] | BLACK |  | EE_Deluge_AS 1074_Black_Coupling 177N | 7140757
EXP61053 | M110 | CW-DISTRIBUTION | EXP61053A |  | 150-3000 | 150 | 165.1 | 1 | 3000 | Groove_Thread | RG | RG | [6 empty] | BLACK |  | EE_Deluge_AS 1074_Black_Coupling 177N | 7141213
EXP61053 | M110 | CW-DISTRIBUTION | EXP61053A |  | 150-1520 | 150 | 165.1 | 1 | 1517.9 | Groove_Thread | RG | RG | [6 empty] | BLACK |  | EE_Deluge_AS 1074_Black_Coupling 177N | 7141217
EXP61053 | M110 | CW-DISTRIBUTION | EXP61053A |  | 150-3000 | 150 | 165.1 | 1 | 3000 | Groove_Thread | RG | RG | [6 empty] | BLACK |  | EE_Deluge_AS 1074_Black_Coupling 177N | 7141231
EXP61053 | M110 | CW-DISTRIBUTION | EXP61053A |  | 150-1230 | 150 | 165.1 | 1 | 1229.7 | Groove_Thread | RG | RG | [6 empty] | BLACK |  | EE_Deluge_AS 1074_Black_Coupling 177N | 7141235
EXP61053 | M110 | CW-DISTRIBUTION | EXP61053A |  | 150-3000 | 150 | 165.1 | 1 | 3000 | Groove_Thread | RG | RG | [6 empty] | BLACK |  | EE_Deluge_AS 1074_Black_Coupling 177N | 7141247
EXP61053 | M110 | CW-DISTRIBUTION | EXP61053A |  | 150-940 | 150 | 165.1 | 1 | 941.5 | Groove_Thread | RG | RG | [6 empty] | BLACK |  | EE_Deluge_AS 1074_Black_Coupling 177N | 7141251
EXP61053 | M110-M111 | CP-INTERNAL | EXP61053 |  | 150-1925 | 150 | 165.1 | 1 | 1925.8 | Groove_Thread | RG | RG | [6 empty] | GAL |  | EE_Deluge_AS 1074_Gal | 7944301
EXP61053 | M110-M111 | CP-INTERNAL | EXP61053 |  | 150-1925 | 150 | 165.1 | 1 | 1924.8 | Groove_Thread | RG | RG | [6 empty] | GAL |  | EE_Deluge_AS 1074_Gal | 7944453
EXP61053 | M110 | CP-EXTERNAL | EXP61053 |  | 150-1670 | 150 | 165.1 | 1 | 1670.5 | Groove_Thread | RG | RG | [6 empty] | BLACK |  | EE_Deluge_AS 1074_Black_Coupling 177N | 7945433
EXP61053 | M110 | CP-EXTERNAL | EXP61053 |  | 150-1670 | 150 | 165.1 | 1 | 1670.5 | Groove_Thread | RG | RG | [6 empty] | BLACK |  | EE_Deluge_AS 1074_Black_Coupling 177N | 7945633
EXP61053 | M110 | CP-EXTERNAL | EXP61053 |  | 150-1670 | 150 | 165.1 | 1 | 1670.5 | Groove_Thread | RG | RG | [6 empty] | BLACK |  | EE_Deluge_AS 1074_Black_Coupling 177N | 7945681
EXP61053 | M110 | CP-EXTERNAL | EXP61053 |  | 150-1670 | 150 | 165.1 | 1 | 1670.5 | Groove_Thread | RG | RG | [6 empty] | BLACK |  | EE_Deluge_AS 1074_Black_Coupling 177N | 7945728
EXP61053 | M110-M111 | CP-INTERNAL | EXP61053 |  | 150-360 | 150 | 165.1 | 1 | 360.8 | Groove_Thread | RG | RG | [6 empty] | GAL |  | EE_Deluge_AS 1074_Gal | 7946733
EXP61053 | M111 | CP-EXTERNAL | EXP61153 |  | 150-785 | 150 | 165.1 | 1 | 786.3 | Groove_Thread | RG | RG | [6 empty] | BLACK |  | EE_Deluge_AS 1074_Black_Coupling 177N | 8397748
EXP61053 | M111 | CP-EXTERNAL | EXP61153 |  | 150-345 | 150 | 165.1 | 1 | 345.9 | Groove_Thread | RG | RG | [6 empty] | BLACK |  | EE_Deluge_AS 1074_Black_Coupling 177N | 8397952
EXP61053 | M111 | CP-EXTERNAL | EXP61153 |  | 150-785 | 150 | 165.1 | 1 | 786.3 | Groove_Thread | RG | RG | [6 empty] | BLACK |  | EE_Deluge_AS 1074_Black_Coupling 177N | 8398274
EXP61053 | M111 | CP-EXTERNAL | EXP61153 |  | 150-345 | 150 | 165.1 | 1 | 345.9 | Groove_Thread | RG | RG | [6 empty] | BLACK |  | EE_Deluge_AS 1074_Black_Coupling 177N | 8398280
EXP61053 | M111 | CP-EXTERNAL | EXP61153 |  | 150-785 | 150 | 165.1 | 1 | 784.7 | Groove_Thread | RG | RG | [6 empty] | BLACK |  | EE_Deluge_AS 1074_Black_Coupling 177N | 8398319
EXP61053 | M111 | CP-EXTERNAL | EXP61153 |  | 150-345 | 150 | 165.1 | 1 | 347.1 | Groove_Thread | RG | RG | [6 empty] | BLACK |  | EE_Deluge_AS 1074_Black_Coupling 177N | 8398325
EXP61053 | M111 | CP-EXTERNAL | EXP61153 |  | 150-785 | 150 | 165.1 | 1 | 786.3 | Groove_Thread | RG | RG | [6 empty] | BLACK |  | EE_Deluge_AS 1074_Black_Coupling 177N | 8398362
EXP61053 | M111 | CP-EXTERNAL | EXP61153 |  | 150-345 | 150 | 165.1 | 1 | 345.9 | Groove_Thread | RG | RG | [6 empty] | BLACK |  | EE_Deluge_AS 1074_Black_Coupling 177N | 8398368
EXP61053 | M110 | CW-ARRAY | EXP61053B-1 |  | 40-455 | 40 | 48.3 | 1 | 457.1 | Groove_Thread | TH | TH | [6 empty] | BLACK |  | EE_Deluge_AS 1074_Black | 9142324
EXP61053 | M110 | CW-ARRAY | EXP61053B-1 |  | 150-325 | 150 | 165.1 | 1 | 324.5 | Groove_Thread | RG | RG | [6 empty] | BLACK |  | EE_Deluge_AS 1074_Black | 9211581
EXP61053 | M110 | CW-ARRAY | EXP61053B-1 |  | 150-900 | 150 | 165.1 | 1 | 900 | STD ARRAY TEE | RG | RG | 150 | 65LR |  |  |  |  | BLACK |  | EE_Deluge_AS 1074_Black | 9211585
EXP61053 | M110 | CW-ARRAY | EXP61053B-2 |  | 150-900 | 150 | 165.1 | 1 | 900 | STD ARRAY TEE | RG | RG | 150 | 65LR |  |  |  |  | BLACK |  | EE_Deluge_AS 1074_Black | 9214017
EXP61053 | M110 | CW-ARRAY | EXP61053B-2 |  | 150-3590 | 150 | 165.1 | 1 | 3591.4 | Groove_Thread | RG | RG | [6 empty] | BLACK |  | EE_Deluge_AS 1074_Black | 9214057
EXP61053 | M110 | CW-ARRAY | EXP61053C-1 |  | 150-625 | 150 | 165.1 | 1 | 624.5 | Groove_Thread | RG | RG | [6 empty] | BLACK |  | EE_Deluge_AS 1074_Black | 9217140
EXP61053 | M110 | CW-ARRAY | EXP61053C-1 |  | 150-900 | 150 | 165.1 | 1 | 900 | STD ARRAY TEE | RG | RG | 150 | 65LR |  |  |  |  | BLACK |  | EE_Deluge_AS 1074_Black | 9217274
EXP61053 | M110 | CW-ARRAY | EXP61053C-2 |  | 150-900 | 150 | 165.1 | 1 | 900 | STD ARRAY TEE | RG | RG | 150 | 65LR |  |  |  |  | BLACK |  | EE_Deluge_AS 1074_Black | 9218840
EXP61053 | M110 | CW-ARRAY | EXP61053C-2 |  | 150-3590 | 150 | 165.1 | 1 | 3591.4 | Groove_Thread | RG | RG | [6 empty] | BLACK |  | EE_Deluge_AS 1074_Black | 9218913
EXP61053 | M110 | CW-ARRAY | EXP61053D-1 |  | 150-900 | 150 | 165.1 | 1 | 900 | STD ARRAY TEE | RG | RG | 150 | 65LR |  |  |  |  | BLACK |  | EE_Deluge_AS 1074_Black | 9220448
EXP61053 | M110 | CW-ARRAY | EXP61053D-2 |  | 150-4190 | 150 | 165.1 | 1 | 4191.4 | Groove_Thread | RG | RG | [6 empty] | BLACK |  | EE_Deluge_AS 1074_Black | 9220811
EXP61053 | M110 | CW-ARRAY | EXP61053D-2 |  | 150-900 | 150 | 165.1 | 1 | 900 | STD ARRAY TEE | RG | RG | 150 | 65LR |  |  |  |  | BLACK |  | EE_Deluge_AS 1074_Black | 9220951
EXP61053 | M110 | CW-ARRAY | EXP61053A |  | 150-900 | 150 | 165.1 | 1 | 900 | STD ARRAY TEE | RG | RG | 150 | 65LR |  |  |  |  | BLACK |  | EE_Deluge_AS 1074_Black | 9269794
EXP61053 | M110 | CW-ARRAY | EXP61053D-1 |  | 65-5295 | 65 | 76.1 | 1 | 5295 | STD 2 PAP RANGE | RG | BE | 150 | 40B | 5250 | 40B |  |  | BLACK |  | EE_Deluge_AS 1074_Black | 9874250
EXP61053 | M110 | CW-ARRAY | EXP61053D-1 |  | 65-5095 | 65 | 76.1 | 1 | 5096.9 | Groove_Thread | RG | RG | 150 | 40B |  |  |  |  | BLACK |  | EE_Deluge_AS 1074_Black | 9874258
EXP61053 | M110 | CW-ARRAY | EXP61053D-1 |  | 65-5295 | 65 | 76.1 | 1 | 5295 | STD 2 PAP RANGE | RG | BE | 150 | 40B | 5250 | 40B |  |  | BLACK |  | EE_Deluge_AS 1074_Black | 9878820
EXP61053 | M110 | CW-ARRAY | EXP61053D-1 |  | 65-5095 | 65 | 76.1 | 1 | 5096.9 | Groove_Thread | RG | RG | 150 | 40B |  |  |  |  | BLACK |  | EE_Deluge_AS 1074_Black | 9878827
EXP61053 | M110 | CW-DISTRIBUTION | EXP61053D |  | 150-5100 | 150 | 165.1 | 1 | 5099.5 | Groove_Thread | RG | RG | [6 empty] | BLACK |  | EE_Deluge_AS 1074_Black_Coupling 177N | 9880868
EXP61053 | M110 | CW-ARRAY | EXP61053D-1 |  | 150-605 | 150 | 165.1 | 1 | 606.3 | Groove_Thread | RG | RG | [6 empty] | BLACK |  | EE_Deluge_AS 1074_Black | 9880881
EXP61053 | M111 | CW-ARRAY | EXP61153A-1 |  | 65-5295 | 65 | 76.1 | 1 | 5295 | STD 2 PAP RANGE | RG | BE | 150 | 40B | 5250 | 40B |  |  | BLACK |  | EE_Deluge_AS 1074_Black | 11596077
EXP61053 | M111 | CW-ARRAY | EXP61153A-1 |  | 40-375 | 40 | 48.3 | 1 | 377 | Groove_Thread | TH | TH | [6 empty] | BLACK |  | EE_Deluge_AS 1074_Black | 11596080
EXP61053 | M111 | CW-ARRAY | EXP61153A-1 |  | 40-375 | 40 | 48.3 | 1 | 375 | Groove_Thread | TH | TH | [6 empty] | BLACK |  | EE_Deluge_AS 1074_Black | 11596082
EXP61053 | M111 | CW-ARRAY | EXP61153A-1 |  | 40-375 | 40 | 48.3 | 1 | 375 | Groove_Thread | TH | TH | [6 empty] | BLACK |  | EE_Deluge_AS 1074_Black | 11596085
EXP61053 | M111 | CW-ARRAY | EXP61153A-1 |  | 65-4730 | 65 | 76.1 | 1 | 4730 | STD 1 PAP RANGE | RG | BE | 4685 | 40B |  |  |  |  | BLACK |  | EE_Deluge_AS 1074_Black | 11596088
EXP61053 | M111 | CW-ARRAY | EXP61153A-1 |  | 65-5295 | 65 | 76.1 | 1 | 5295 | STD 2 PAP RANGE | RG | BE | 150 | 40B | 5250 | 40B |  |  | BLACK |  | EE_Deluge_AS 1074_Black | 11596107
EXP61053 | M111 | CW-ARRAY | EXP61153A-1 |  | 150-900 | 150 | 165.1 | 1 | 900 | STD ARRAY TEE | RG | RG | 150 | 65LR |  |  |  |  | BLACK |  | EE_Deluge_AS 1074_Black | 11596109
EXP61053 | M111 | CW-ARRAY | EXP61153A-1 |  | 65-4730 | 65 | 76.1 | 1 | 4730 | STD 1 PAP RANGE | RG | BE | 4685 | 40B |  |  |  |  | BLACK |  | EE_Deluge_AS 1074_Black | 11596116
EXP61053 | M111 | CW-ARRAY | EXP61153A-1 |  | 150-3590 | 150 | 165.1 | 1 | 3591.4 | Groove_Thread | RG | RG | [6 empty] | BLACK |  | EE_Deluge_AS 1074_Black | 11596125
EXP61053 | M111 | CW-ARRAY | EXP61153A-2 |  | 65-5295 | 65 | 76.1 | 1 | 5295 | STD 2 PAP RANGE | RG | BE | 150 | 40B | 5250 | 40B |  |  | BLACK |  | EE_Deluge_AS 1074_Black | 11596140
EXP61053 | M111 | CW-ARRAY | EXP61153A-2 |  | 150-230 | 150 | 165.1 | 1 | 229.3 | Groove_Thread | RG | RG | [6 empty] | BLACK |  | EE_Deluge_AS 1074_Black | 11596142
EXP61053 | M111 | CW-ARRAY | EXP61153A-2 |  | 40-425 | 40 | 48.3 | 1 | 427 | Groove_Thread | TH | TH | [6 empty] | BLACK |  | EE_Deluge_AS 1074_Black | 11596144
EXP61053 | M111 | CW-ARRAY | EXP61153A-2 |  | 40-375 | 40 | 48.3 | 1 | 375 | Groove_Thread | TH | TH | [6 empty] | BLACK |  | EE_Deluge_AS 1074_Black | 11596146
EXP61053 | M111 | CW-ARRAY | EXP61153A-2 |  | 40-375 | 40 | 48.3 | 1 | 375 | Groove_Thread | TH | TH | [6 empty] | BLACK |  | EE_Deluge_AS 1074_Black | 11596149
EXP61053 | M111 | CW-ARRAY | EXP61153A-2 |  | 65-4730 | 65 | 76.1 | 1 | 4730 | STD 1 PAP RANGE | RG | BE | 4685 | 40B |  |  |  |  | BLACK |  | EE_Deluge_AS 1074_Black | 11596152
EXP61053 | M111 | CW-ARRAY | EXP61153A-2 |  | 65-5295 | 65 | 76.1 | 1 | 5295 | STD 2 PAP RANGE | RG | BE | 150 | 40B | 5250 | 40B |  |  | BLACK |  | EE_Deluge_AS 1074_Black | 11596171
EXP61053 | M111 | CW-ARRAY | EXP61153A-2 |  | 150-900 | 150 | 165.1 | 1 | 900 | STD ARRAY TEE | RG | RG | 150 | 65LR |  |  |  |  | BLACK |  | EE_Deluge_AS 1074_Black | 11596173
EXP61053 | M111 | CW-ARRAY | EXP61153A-2 |  | 65-4730 | 65 | 76.1 | 1 | 4730 | STD 1 PAP RANGE | RG | BE | 4685 | 40B |  |  |  |  | BLACK |  | EE_Deluge_AS 1074_Black | 11596180
EXP61053 | M111 | CW-DISTRIBUTION | EXP61153A |  | 150-4000 | 150 | 165.1 | 1 | 4000 | Groove_Thread | RG | RG | [6 empty] | BLACK |  | EE_Deluge_AS 1074_Black_Coupling 177N | 11596195
EXP61053 | M111 | CW-DISTRIBUTION | EXP61153A |  | 150-4000 | 150 | 165.1 | 1 | 4000 | Groove_Thread | RG | RG | [6 empty] | BLACK |  | EE_Deluge_AS 1074_Black_Coupling 177N | 11596197
EXP61053 | M111 | CW-DISTRIBUTION | EXP61153A |  | 150-3025 | 150 | 165.1 | 1 | 3023.1 | Groove_Thread | RG | RG | [6 empty] | BLACK |  | EE_Deluge_AS 1074_Black_Coupling 177N | 11596199
EXP61053 | M111 | CW-ARRAY | EXP61153B-2 |  | 65-5295 | 65 | 76.1 | 1 | 5295 | STD 2 PAP RANGE | RG | BE | 150 | 40B | 5250 | 40B |  |  | BLACK |  | EE_Deluge_AS 1074_Black | 11596382
EXP61053 | M111 | CW-ARRAY | EXP61153B-2 |  | 150-530 | 150 | 165.1 | 1 | 531.8 | Groove_Thread | RG | RG | [6 empty] | BLACK |  | EE_Deluge_AS 1074_Black | 11596384
EXP61053 | M111 | CW-ARRAY | EXP61153B-2 |  | 40-375 | 40 | 48.3 | 1 | 377 | Groove_Thread | TH | TH | [6 empty] | BLACK |  | EE_Deluge_AS 1074_Black | 11596386
EXP61053 | M111 | CW-ARRAY | EXP61153B-2 |  | 40-375 | 40 | 48.3 | 1 | 375 | Groove_Thread | TH | TH | [6 empty] | BLACK |  | EE_Deluge_AS 1074_Black | 11596388
EXP61053 | M111 | CW-ARRAY | EXP61153B-2 |  | 40-375 | 40 | 48.3 | 1 | 375 | Groove_Thread | TH | TH | [6 empty] | BLACK |  | EE_Deluge_AS 1074_Black | 11596391
EXP61053 | M111 | CW-ARRAY | EXP61153B-2 |  | 65-4730 | 65 | 76.1 | 1 | 4730 | STD 1 PAP RANGE | RG | BE | 4685 | 40B |  |  |  |  | BLACK |  | EE_Deluge_AS 1074_Black | 11596394
EXP61053 | M111 | CW-ARRAY | EXP61153B-2 |  | 65-5295 | 65 | 76.1 | 1 | 5295 | STD 2 PAP RANGE | RG | BE | 150 | 40B | 5250 | 40B |  |  | BLACK |  | EE_Deluge_AS 1074_Black | 11596413
EXP61053 | M111 | CW-ARRAY | EXP61153B-2 |  | 150-900 | 150 | 165.1 | 1 | 900 | STD ARRAY TEE | RG | RG | 150 | 65LR |  |  |  |  | BLACK |  | EE_Deluge_AS 1074_Black | 11596415
EXP61053 | M111 | CW-ARRAY | EXP61153B-2 |  | 65-4730 | 65 | 76.1 | 1 | 4730 | STD 1 PAP RANGE | RG | BE | 4685 | 40B |  |  |  |  | BLACK |  | EE_Deluge_AS 1074_Black | 11596422
EXP61053 | M111 | CW-DISTRIBUTION | EXP61153B |  | 150-4000 | 150 | 165.1 | 1 | 4000 | Groove_Thread | RG | RG | [6 empty] | BLACK |  | EE_Deluge_AS 1074_Black_Coupling 177N | 11596437
EXP61053 | M111 | CW-DISTRIBUTION | EXP61153B |  | 150-4000 | 150 | 165.1 | 1 | 4000 | Groove_Thread | RG | RG | [6 empty] | BLACK |  | EE_Deluge_AS 1074_Black_Coupling 177N | 11596439
EXP61053 | M111 | CW-ARRAY | EXP61153C-1 |  | 65-5295 | 65 | 76.1 | 1 | 5295 | STD 2 PAP RANGE | RG | BE | 150 | 40B | 5250 | 40B |  |  | BLACK |  | EE_Deluge_AS 1074_Black | 11596561
EXP61053 | M111 | CW-ARRAY | EXP61153C-1 |  | 40-375 | 40 | 48.3 | 1 | 377 | Groove_Thread | TH | TH | [6 empty] | BLACK |  | EE_Deluge_AS 1074_Black | 11596564
EXP61053 | M111 | CW-ARRAY | EXP61153C-1 |  | 40-375 | 40 | 48.3 | 1 | 375 | Groove_Thread | TH | TH | [6 empty] | BLACK |  | EE_Deluge_AS 1074_Black | 11596566
EXP61053 | M111 | CW-ARRAY | EXP61153C-1 |  | 40-375 | 40 | 48.3 | 1 | 375 | Groove_Thread | TH | TH | [6 empty] | BLACK |  | EE_Deluge_AS 1074_Black | 11596569
EXP61053 | M111 | CW-ARRAY | EXP61153C-1 |  | 65-4730 | 65 | 76.1 | 1 | 4730 | STD 1 PAP RANGE | RG | BE | 4685 | 40B |  |  |  |  | BLACK |  | EE_Deluge_AS 1074_Black | 11596572
EXP61053 | M111 | CW-ARRAY | EXP61153C-1 |  | 65-5295 | 65 | 76.1 | 1 | 5295 | STD 2 PAP RANGE | RG | BE | 150 | 40B | 5250 | 40B |  |  | BLACK |  | EE_Deluge_AS 1074_Black | 11596591
EXP61053 | M111 | CW-ARRAY | EXP61153C-1 |  | 150-900 | 150 | 165.1 | 1 | 900 | STD ARRAY TEE | RG | RG | 150 | 65LR |  |  |  |  | BLACK |  | EE_Deluge_AS 1074_Black | 11596593
EXP61053 | M111 | CW-ARRAY | EXP61153C-1 |  | 65-4730 | 65 | 76.1 | 1 | 4730 | STD 1 PAP RANGE | RG | BE | 4685 | 40B |  |  |  |  | BLACK |  | EE_Deluge_AS 1074_Black | 11596600
EXP61053 | M111 | CW-ARRAY | EXP61153C-1 |  | 150-4190 | 150 | 165.1 | 1 | 4191.4 | Groove_Thread | RG | RG | [6 empty] | BLACK |  | EE_Deluge_AS 1074_Black | 11596609
EXP61053 | M111 | CW-ARRAY | EXP61153C-2 |  | 65-5295 | 65 | 76.1 | 1 | 5295 | STD 2 PAP RANGE | RG | BE | 150 | 40B | 5250 | 40B |  |  | BLACK |  | EE_Deluge_AS 1074_Black | 11596622
EXP61053 | M111 | CW-ARRAY | EXP61153C-2 |  | 150-230 | 150 | 165.1 | 1 | 228.9 | Groove_Thread | RG | RG | [6 empty] | BLACK |  | EE_Deluge_AS 1074_Black | 11596624
EXP61053 | M111 | CW-ARRAY | EXP61153C-2 |  | 40-375 | 40 | 48.3 | 1 | 375 | Groove_Thread | TH | TH | [6 empty] | BLACK |  | EE_Deluge_AS 1074_Black | 11596628
EXP61053 | M111 | CW-ARRAY | EXP61153C-2 |  | 40-375 | 40 | 48.3 | 1 | 375 | Groove_Thread | TH | TH | [6 empty] | BLACK |  | EE_Deluge_AS 1074_Black | 11596631
EXP61053 | M111 | CW-ARRAY | EXP61153C-2 |  | 65-4730 | 65 | 76.1 | 1 | 4730 | STD 1 PAP RANGE | RG | BE | 4685 | 40B |  |  |  |  | BLACK |  | EE_Deluge_AS 1074_Black | 11596634
EXP61053 | M111 | CW-ARRAY | EXP61153C-2 |  | 65-5295 | 65 | 76.1 | 1 | 5295 | STD 2 PAP RANGE | RG | BE | 150 | 40B | 5250 | 40B |  |  | BLACK |  | EE_Deluge_AS 1074_Black | 11596653
EXP61053 | M111 | CW-ARRAY | EXP61153C-2 |  | 150-900 | 150 | 165.1 | 1 | 900 | STD ARRAY TEE | RG | RG | 150 | 65LR |  |  |  |  | BLACK |  | EE_Deluge_AS 1074_Black | 11596655
EXP61053 | M111 | CW-ARRAY | EXP61153C-2 |  | 65-4730 | 65 | 76.1 | 1 | 4730 | STD 1 PAP RANGE | RG | BE | 4685 | 40B |  |  |  |  | BLACK |  | EE_Deluge_AS 1074_Black | 11596662
EXP61053 | M111 | CW-DISTRIBUTION | EXP61153C |  | 150-4000 | 150 | 165.1 | 1 | 4000 | Groove_Thread | RG | RG | [6 empty] | BLACK |  | EE_Deluge_AS 1074_Black_Coupling 177N | 11596675
EXP61053 | M111 | CW-DISTRIBUTION | EXP61153C |  | 150-4000 | 150 | 165.1 | 1 | 4000 | Groove_Thread | RG | RG | [6 empty] | BLACK |  | EE_Deluge_AS 1074_Black_Coupling 177N | 11596677
EXP61053 | M111 | CW-DISTRIBUTION | EXP61153C |  | 150-3005 | 150 | 165.1 | 1 | 3006.9 | Groove_Thread | RG | RG | [6 empty] | BLACK |  | EE_Deluge_AS 1074_Black_Coupling 177N | 11596679
EXP61053 | M111 | CW-ARRAY | EXP61153D-1 |  | 150-900 | 150 | 165.1 | 1 | 900 | STD ARRAY TEE | RG | RG | 150 | 65LR |  |  |  |  | BLACK |  | EE_Deluge_AS 1074_Black | 11596795
EXP61053 | M111 | CW-ARRAY | EXP61153D-1 |  | 150-4190 | 150 | 165.1 | 1 | 4191.4 | Groove_Thread | RG | RG | [6 empty] | BLACK |  | EE_Deluge_AS 1074_Black | 11596802
EXP61053 | M111 | CW-ARRAY | EXP61153D-2 |  | 65-5295 | 65 | 76.1 | 1 | 5295 | STD 2 PAP RANGE | RG | BE | 150 | 40B | 5255 | 40B |  |  | BLACK |  | EE_Deluge_AS 1074_Black | 11596814
EXP61053 | M111 | CW-ARRAY | EXP61153D-2 |  | 40-375 | 40 | 48.3 | 1 | 377 | Groove_Thread | TH | TH | [6 empty] | BLACK |  | EE_Deluge_AS 1074_Black | 11596817
EXP61053 | M111 | CW-ARRAY | EXP61153D-2 |  | 40-525 | 40 | 48.3 | 1 | 525.1 | Groove_Thread | TH | TH | [6 empty] | BLACK |  | EE_Deluge_AS 1074_Black | 11596819
EXP61053 | M111 | CW-ARRAY | EXP61153D-2 |  | 65-4730 | 65 | 76.1 | 1 | 4730 | STD 1 PAP RANGE | RG | BE | 4685 | 40B |  |  |  |  | BLACK |  | EE_Deluge_AS 1074_Black | 11596825
EXP61053 | M111 | CW-ARRAY | EXP61153D-2 |  | 65-5295 | 65 | 76.1 | 1 | 5295 | STD 2 PAP RANGE | RG | BE | 150 | 40B | 5250 | 40B |  |  | BLACK |  | EE_Deluge_AS 1074_Black | 11596844
EXP61053 | M111 | CW-ARRAY | EXP61153D-2 |  | 150-900 | 150 | 165.1 | 1 | 900 | STD ARRAY TEE | RG | RG | 150 | 65LR |  |  |  |  | BLACK |  | EE_Deluge_AS 1074_Black | 11596846
EXP61053 | M111 | CW-ARRAY | EXP61153D-2 |  | 65-4730 | 65 | 76.1 | 1 | 4730 | STD 1 PAP RANGE | RG | BE | 4685 | 40B |  |  |  |  | BLACK |  | EE_Deluge_AS 1074_Black | 11596853
EXP61053 | M111 | CW-DISTRIBUTION | EXP61153D |  | 150-6500 | 150 | 165.1 | 1 | 6500 | Groove_Thread | RG | RG | [6 empty] | BLACK |  | EE_Deluge_AS 1074_Black_Coupling 177N | 11596864
EXP61053 | M111 | CW-DISTRIBUTION | EXP61153D |  | 150-6500 | 150 | 165.1 | 1 | 6499.5 | Groove_Thread | RG | RG | [6 empty] | BLACK |  | EE_Deluge_AS 1074_Black_Coupling 177N | 11596866
EXP61053 | M111 | CW-DISTRIBUTION | EXP61153A |  | 150-3000 | 150 | 165.1 | 1 | 3000 | Groove_Thread | RG | RG | [6 empty] | BLACK |  | EE_Deluge_AS 1074_Black_Coupling 177N | 11596929
EXP61053 | M111 | CW-DISTRIBUTION | EXP61153A |  | 150-4000 | 150 | 165.1 | 1 | 4000 | Groove_Thread | RG | RG | [6 empty] | BLACK |  | EE_Deluge_AS 1074_Black_Coupling 177N | 11596931
EXP61053 | M111 | CW-DISTRIBUTION | EXP61153A |  | 150-4000 | 150 | 165.1 | 1 | 4000 | Groove_Thread | RG | RG | [6 empty] | BLACK |  | EE_Deluge_AS 1074_Black_Coupling 177N | 11596933
EXP61053 | M111 | CW-DISTRIBUTION | EXP61153A |  | 150-3015 | 150 | 165.1 | 1 | 3016.1 | Groove_Thread | RG | RG | [6 empty] | BLACK |  | EE_Deluge_AS 1074_Black_Coupling 177N | 11596935
EXP61053 | M111 | CW-DISTRIBUTION | EXP61153A |  | 150-3000 | 150 | 165.1 | 1 | 3000 | Groove_Thread | RG | RG | [6 empty] | BLACK |  | EE_Deluge_AS 1074_Black_Coupling 177N | 11596947
EXP61053 | M111 | CW-DISTRIBUTION | EXP61153A |  | 150-4000 | 150 | 165.1 | 1 | 4000 | Groove_Thread | RG | RG | [6 empty] | BLACK |  | EE_Deluge_AS 1074_Black_Coupling 177N | 11596949
EXP61053 | M111 | CW-DISTRIBUTION | EXP61153A |  | 150-4000 | 150 | 165.1 | 1 | 4000 | Groove_Thread | RG | RG | [6 empty] | BLACK |  | EE_Deluge_AS 1074_Black_Coupling 177N | 11596951
EXP61053 | M111 | CW-DISTRIBUTION | EXP61153A |  | 150-3000 | 150 | 165.1 | 1 | 2999.5 | Groove_Thread | RG | RG | [6 empty] | BLACK |  | EE_Deluge_AS 1074_Black_Coupling 177N | 11596965
EXP61053 | M111 | CW-DISTRIBUTION | EXP61153A |  | 150-4000 | 150 | 165.1 | 1 | 4000 | Groove_Thread | RG | RG | [6 empty] | BLACK |  | EE_Deluge_AS 1074_Black_Coupling 177N | 11596967
EXP61053 | M111 | CW-DISTRIBUTION | EXP61153A |  | 150-4000 | 150 | 165.1 | 1 | 4000 | Groove_Thread | RG | RG | [6 empty] | BLACK |  | EE_Deluge_AS 1074_Black_Coupling 177N | 11596969
EXP61053 | M111 | CW-DISTRIBUTION | EXP61153B |  | 150-3505 | 150 | 165.1 | 1 | 3505.7 | Groove_Thread | RG | RG | [6 empty] | BLACK |  | EE_Deluge_AS 1074_Black_Coupling 177N | 11596989
EXP61053 | M111 | CW-DISTRIBUTION | EXP61153B |  | 150-4000 | 150 | 165.1 | 1 | 4000 | Groove_Thread | RG | RG | [6 empty] | BLACK |  | EE_Deluge_AS 1074_Black_Coupling 177N | 11596991
EXP61053 | M111 | CW-DISTRIBUTION | EXP61153B |  | 150-4000 | 150 | 165.1 | 1 | 4000 | Groove_Thread | RG | RG | [6 empty] | BLACK |  | EE_Deluge_AS 1074_Black_Coupling 177N | 11596993
EXP61053 | M111 | CW-DISTRIBUTION | EXP61153B |  | 150-3490 | 150 | 165.1 | 1 | 3488.1 | Groove_Thread | RG | RG | [6 empty] | BLACK |  | EE_Deluge_AS 1074_Black_Coupling 177N | 11597009
EXP61053 | M111 | CW-DISTRIBUTION | EXP61153B |  | 150-4000 | 150 | 165.1 | 1 | 4000 | Groove_Thread | RG | RG | [6 empty] | BLACK |  | EE_Deluge_AS 1074_Black_Coupling 177N | 11597011
EXP61053 | M111 | CW-DISTRIBUTION | EXP61153B |  | 150-4000 | 150 | 165.1 | 1 | 4000 | Groove_Thread | RG | RG | [6 empty] | BLACK |  | EE_Deluge_AS 1074_Black_Coupling 177N | 11597013
EXP61053 | M111 | CW-DISTRIBUTION | EXP61153C |  | 150-3495 | 150 | 165.1 | 1 | 3493.8 | Groove_Thread | RG | RG | [6 empty] | BLACK |  | EE_Deluge_AS 1074_Black_Coupling 177N | 11597043
EXP61053 | M111 | CW-DISTRIBUTION | EXP61153C |  | 150-4000 | 150 | 165.1 | 1 | 4000 | Groove_Thread | RG | RG | [6 empty] | BLACK |  | EE_Deluge_AS 1074_Black_Coupling 177N | 11597045
EXP61053 | M111 | CW-DISTRIBUTION | EXP61153C |  | 150-4000 | 150 | 165.1 | 1 | 4000 | Groove_Thread | RG | RG | [6 empty] | BLACK |  | EE_Deluge_AS 1074_Black_Coupling 177N | 11597047
EXP61053 | M111 | CW-DISTRIBUTION | EXP61153C |  | 150-3000 | 150 | 165.1 | 1 | 3001.3 | Groove_Thread | RG | RG | [6 empty] | BLACK |  | EE_Deluge_AS 1074_Black_Coupling 177N | 11597049
EXP61053 | M111 | CW-DISTRIBUTION | EXP61153B |  | 150-3010 | 150 | 165.1 | 1 | 3009.1 | Groove_Thread | RG | RG | [6 empty] | BLACK |  | EE_Deluge_AS 1074_Black_Coupling 177N | 11597073
EXP61053 | M111 | CW-DISTRIBUTION | EXP61153A |  | 150-3000 | 150 | 165.1 | 1 | 3002.3 | Groove_Thread | RG | RG | [6 empty] | BLACK |  | EE_Deluge_AS 1074_Black_Coupling 177N | 11597079
EXP61053 | M111 | CW-DISTRIBUTION | EXP61153B |  | 150-4000 | 150 | 165.1 | 1 | 4000 | Groove_Thread | RG | RG | [6 empty] | BLACK |  | EE_Deluge_AS 1074_Black_Coupling 177N | 11597085
EXP61053 | M111 | CW-DISTRIBUTION | EXP61153C |  | 150-4000 | 150 | 165.1 | 1 | 4000 | Groove_Thread | RG | RG | [6 empty] | BLACK |  | EE_Deluge_AS 1074_Black_Coupling 177N | 11597091
EXP61053 | M111 | CW-DISTRIBUTION | EXP61153B |  | 150-3005 | 150 | 165.1 | 1 | 3007.3 | Groove_Thread | RG | RG | [6 empty] | BLACK |  | EE_Deluge_AS 1074_Black_Coupling 177N | 11597101
EXP61053 | M111 | CW-DISTRIBUTION | EXP61153B |  | 150-4000 | 150 | 165.1 | 1 | 4000 | Groove_Thread | RG | RG | [6 empty] | BLACK |  | EE_Deluge_AS 1074_Black_Coupling 177N | 11597105
EXP61053 | M111 | CW-DISTRIBUTION | EXP61153C |  | 150-4000 | 150 | 165.1 | 1 | 4000 | Groove_Thread | RG | RG | [6 empty] | BLACK |  | EE_Deluge_AS 1074_Black_Coupling 177N | 11597109
EXP61053 | M111 | CW-DISTRIBUTION | EXP61153C |  | 150-3505 | 150 | 165.1 | 1 | 3504.8 | Groove_Thread | RG | RG | [6 empty] | BLACK |  | EE_Deluge_AS 1074_Black_Coupling 177N | 11597113
EXP61053 | M111 | CW-DISTRIBUTION | EXP61153A |  | 150-4000 | 150 | 165.1 | 1 | 4000 | Groove_Thread | RG | RG | [6 empty] | BLACK |  | EE_Deluge_AS 1074_Black_Coupling 177N | 11597115
EXP61053 | M111 | CW-DISTRIBUTION | EXP61153B |  | 150-4000 | 150 | 165.1 | 1 | 4000 | Groove_Thread | RG | RG | [6 empty] | BLACK |  | EE_Deluge_AS 1074_Black_Coupling 177N | 11597121
EXP61053 | M111 | CW-DISTRIBUTION | EXP61153A |  | 150-3010 | 150 | 165.1 | 1 | 3009.1 | Groove_Thread | RG | RG | [6 empty] | BLACK |  | EE_Deluge_AS 1074_Black_Coupling 177N | 11597131
EXP61053 | M111 | CW-DISTRIBUTION | EXP61153A |  | 150-4000 | 150 | 165.1 | 1 | 4000 | Groove_Thread | RG | RG | [6 empty] | BLACK |  | EE_Deluge_AS 1074_Black_Coupling 177N | 11597135
EXP61053 | M111 | CW-DISTRIBUTION | EXP61153B |  | 150-4000 | 150 | 165.1 | 1 | 4000 | Groove_Thread | RG | RG | [6 empty] | BLACK |  | EE_Deluge_AS 1074_Black_Coupling 177N | 11597139
EXP61053 | M111 | CW-DISTRIBUTION | EXP61153A |  | 150-4000 | 150 | 165.1 | 1 | 4000 | Groove_Thread | RG | RG | [6 empty] | BLACK |  | EE_Deluge_AS 1074_Black_Coupling 177N | 11597149
EXP61053 | M111 | CW-DISTRIBUTION | EXP61153B |  | 150-4000 | 150 | 165.1 | 1 | 4000 | Groove_Thread | RG | RG | [6 empty] | BLACK |  | EE_Deluge_AS 1074_Black_Coupling 177N | 11597153
EXP61053 | M111 | CW-DISTRIBUTION | EXP61153A |  | 150-2990 | 150 | 165.1 | 1 | 2991.1 | Groove_Thread | RG | RG | [6 empty] | BLACK |  | EE_Deluge_AS 1074_Black_Coupling 177N | 11597162
EXP61053 | M111 | CW-DISTRIBUTION | EXP61153A |  | 150-1640 | 150 | 165.1 | 1 | 1639 | Groove_Thread | RG | RG | [6 empty] | BLACK |  | EE_Deluge_AS 1074_Black_Coupling 177N | 11597179
EXP61053 | M111 | CW-ARRAY | EXP61153D-2 |  | 150-4190 | 150 | 165.1 | 1 | 4191.4 | Groove_Thread | RG | RG | [6 empty] | BLACK |  | EE_Deluge_AS 1074_Black | 11597256
EXP61053 | M111 | CW-ARRAY | EXP61153D-1 |  | 150-900 | 150 | 165.1 | 1 | 900 | STD ARRAY TEE | RG | RG | 150 | 65LR |  |  |  |  | BLACK |  | EE_Deluge_AS 1074_Black | 11597272
EXP61053 | M111 | CW-ARRAY | EXP61153A-1 |  | 150-235 | 150 | 165.1 | 1 | 237.1 | Groove_Thread | RG | RG | [6 empty] | BLACK |  | EE_Deluge_AS 1074_Black | 11597292
EXP61053 | M111 | CW-ARRAY | EXP61153A-1 |  | 150-900 | 150 | 165.1 | 1 | 900 | STD ARRAY TEE | RG | RG | 150 | 65LR |  |  |  |  | BLACK |  | EE_Deluge_AS 1074_Black | 11597296
EXP61053 | M111 | CW-ARRAY | EXP61153A-2 |  | 150-900 | 150 | 165.1 | 1 | 900 | STD ARRAY TEE | RG | RG | 150 | 65LR |  |  |  |  | BLACK |  | EE_Deluge_AS 1074_Black | 11597302
EXP61053 | M111 | CW-ARRAY | EXP61153A-2 |  | 150-3590 | 150 | 165.1 | 1 | 3591.4 | Groove_Thread | RG | RG | [6 empty] | BLACK |  | EE_Deluge_AS 1074_Black | 11597306
EXP61053 | M111 | CW-ARRAY | EXP61153B-2 |  | 150-900 | 150 | 165.1 | 1 | 900 | STD ARRAY TEE | RG | RG | 150 | 65LR |  |  |  |  | BLACK |  | EE_Deluge_AS 1074_Black | 11597320
EXP61053 | M111 | CW-ARRAY | EXP61153B-2 |  | 150-3590 | 150 | 165.1 | 1 | 3591.4 | Groove_Thread | RG | RG | [6 empty] | BLACK |  | EE_Deluge_AS 1074_Black | 11597324
EXP61053 | M111 | CW-ARRAY | EXP61153C-1 |  | 150-900 | 150 | 165.1 | 1 | 900 | STD ARRAY TEE | RG | RG | 150 | 65LR |  |  |  |  | BLACK |  | EE_Deluge_AS 1074_Black | 11597328
EXP61053 | M111 | CW-ARRAY | EXP61153C-1 |  | 150-225 | 150 | 165.1 | 1 | 227.4 | Groove_Thread | RG | RG | [6 empty] | BLACK |  | EE_Deluge_AS 1074_Black | 11597332
EXP61053 | M111 | CW-ARRAY | EXP61153C-2 |  | 150-4190 | 150 | 165.1 | 1 | 4191.4 | Groove_Thread | RG | RG | [6 empty] | BLACK |  | EE_Deluge_AS 1074_Black | 11597338
EXP61053 | M111 | CW-ARRAY | EXP61153C-2 |  | 150-900 | 150 | 165.1 | 1 | 900 | STD ARRAY TEE | RG | RG | 150 | 65LR |  |  |  |  | BLACK |  | EE_Deluge_AS 1074_Black | 11597342
EXP61053 | M111 | CW-ARRAY | EXP61153D-2 |  | 150-900 | 150 | 165.1 | 1 | 900 | STD ARRAY TEE | RG | RG | 150 | 65LR |  |  |  |  | BLACK |  | EE_Deluge_AS 1074_Black | 11597348
EXP61053 | M111 | CW-ARRAY | EXP61153D-2 |  | 150-530 | 150 | 165.1 | 1 | 528.7 | Groove_Thread | RG | RG | [6 empty] | BLACK |  | EE_Deluge_AS 1074_Black | 11597352
EXP61053 | M111 | CW-ARRAY | EXP61153D-1 |  | 65-5295 | 65 | 76.1 | 1 | 5295 | STD 2 PAP RANGE | RG | BE | 150 | 40B | 5250 | 40B |  |  | BLACK |  | EE_Deluge_AS 1074_Black | 11597373
EXP61053 | M111 | CW-ARRAY | EXP61153D-1 |  | 40-180 | 40 | 48.3 | 1 | 177.6 | Groove_Thread | TH | TH | [6 empty] | BLACK |  | EE_Deluge_AS 1074_Black | 11597375
EXP61053 | M111 | CW-ARRAY | EXP61153D-1 |  | 65-5095 | 65 | 76.1 | 1 | 5096.9 | Groove_Thread | RG | RG | 150 | 40B |  |  |  |  | BLACK |  | EE_Deluge_AS 1074_Black | 11597377
EXP61053 | M111 | CW-ARRAY | EXP61153D-1 |  | 65-5295 | 65 | 76.1 | 1 | 5295 | STD 2 PAP RANGE | RG | BE | 150 | 40B | 5250 | 40B |  |  | BLACK |  | EE_Deluge_AS 1074_Black | 11597398
EXP61053 | M111 | CW-ARRAY | EXP61153D-1 |  | 65-5095 | 65 | 76.1 | 1 | 5096.9 | Groove_Thread | RG | RG | 150 | 40B |  |  |  |  | BLACK |  | EE_Deluge_AS 1074_Black | 11597400
EXP61053 | M111 | CW-ARRAY | EXP61153D-1 |  | 65-1595 | 65 | 76.1 | 1 | 1596.9 | Groove_Thread | RG | RG | [6 empty] | BLACK |  | EE_Deluge_AS 1074_Black | 11597443
EXP61053 | M111 | CW-ARRAY | EXP61153D-1 |  | 65-1595 | 65 | 76.1 | 1 | 1596.9 | Groove_Thread | RG | RG | [6 empty] | BLACK |  | EE_Deluge_AS 1074_Black | 11597445
EXP61053 | M111 | CW-DISTRIBUTION | EXP61153D |  | 150-6500 | 150 | 165.1 | 1 | 6500 | Groove_Thread | RG | RG | [6 empty] | BLACK |  | EE_Deluge_AS 1074_Black_Coupling 177N | 11597455
EXP61053 | M111 | CW-ARRAY | EXP61153D-1 |  | 150-275 | 150 | 165.1 | 1 | 273.3 | Groove_Thread | RG | RG | [6 empty] | BLACK |  | EE_Deluge_AS 1074_Black | 11597471
EXP61053 | M111 | CW-ARRAY | EXP61153D-1 |  | 40-180 | 40 | 48.3 | 1 | 177.6 | Groove_Thread | TH | TH | [6 empty] | BLACK |  | EE_Deluge_AS 1074_Black | 11597474
EXP61053 | M111 | CW-ARRAY | EXP61153D-1 |  | 40-180 | 40 | 48.3 | 1 | 177.6 | Groove_Thread | TH | TH | [6 empty] | BLACK |  | EE_Deluge_AS 1074_Black | 11597479
EXP61053 | M111 | CW-DISTRIBUTION | EXP61153A |  | 150-4000 | 150 | 165.1 | 1 | 3999.9 | Groove_Thread | RG | RG | [6 empty] | BLACK |  | EE_Deluge_AS 1074_Black_Coupling 177N | 11631361
EXP61053 | M111 | CW-DISTRIBUTION | EXP61153A |  | 150-710 | 150 | 165.1 | 1 | 708.1 | Groove_Thread | RG | RG | [6 empty] | BLACK |  | EE_Deluge_AS 1074_Black_Coupling 177N | 11631365
EXP61053 | M111 | CW-DISTRIBUTION | EXP61153A |  | 150-1015 | 150 | 165.1 | 1 | 1015.3 | Groove_Thread | RG | RG | [6 empty] | BLACK |  | EE_Deluge_AS 1074_Black_Coupling 177N | 11631437
EXP61053 | M111 | CW-DISTRIBUTION | EXP61153A |  | 150-1320 | 150 | 165.1 | 1 | 1322.3 | Groove_Thread | RG | RG | [6 empty] | BLACK |  | EE_Deluge_AS 1074_Black_Coupling 177N | 11631449
EXP61053 | M111 | CW-ARRAY | EXP61153B-1 |  | 65-5295 | 65 | 76.1 | 1 | 5295 | STD 2 PAP RANGE | RG | BE | 150 | 40B | 5250 | 40B |  |  | BLACK |  | EE_Deluge_AS 1074_Black | 11670688
EXP61053 | M111 | CW-ARRAY | EXP61153B-1 |  | 40-375 | 40 | 48.3 | 1 | 377 | Groove_Thread | TH | TH | [6 empty] | BLACK |  | EE_Deluge_AS 1074_Black | 11670691
EXP61053 | M111 | CW-ARRAY | EXP61153B-1 |  | 40-375 | 40 | 48.3 | 1 | 375 | Groove_Thread | TH | TH | [6 empty] | BLACK |  | EE_Deluge_AS 1074_Black | 11670693
EXP61053 | M111 | CW-ARRAY | EXP61153B-1 |  | 40-375 | 40 | 48.3 | 1 | 375 | Groove_Thread | TH | TH | [6 empty] | BLACK |  | EE_Deluge_AS 1074_Black | 11670696
EXP61053 | M111 | CW-ARRAY | EXP61153B-1 |  | 65-4730 | 65 | 76.1 | 1 | 4730 | STD 1 PAP RANGE | RG | BE | 4685 | 40B |  |  |  |  | BLACK |  | EE_Deluge_AS 1074_Black | 11670699
EXP61053 | M111 | CW-ARRAY | EXP61153B-1 |  | 65-5295 | 65 | 76.1 | 1 | 5295 | STD 2 PAP RANGE | RG | BE | 150 | 40B | 5250 | 40B |  |  | BLACK |  | EE_Deluge_AS 1074_Black | 11670718
EXP61053 | M111 | CW-ARRAY | EXP61153B-1 |  | 150-900 | 150 | 165.1 | 1 | 900 | STD ARRAY TEE | RG | RG | 150 | 65LR |  |  |  |  | BLACK |  | EE_Deluge_AS 1074_Black | 11670720
EXP61053 | M111 | CW-ARRAY | EXP61153B-1 |  | 65-4730 | 65 | 76.1 | 1 | 4730 | STD 1 PAP RANGE | RG | BE | 4685 | 40B |  |  |  |  | BLACK |  | EE_Deluge_AS 1074_Black | 11670727
EXP61053 | M111 | CW-ARRAY | EXP61153B-1 |  | 150-3590 | 150 | 165.1 | 1 | 3591.4 | Groove_Thread | RG | RG | [6 empty] | BLACK |  | EE_Deluge_AS 1074_Black | 11670736
EXP61053 | M111 | CW-ARRAY | EXP61153B-1 |  | 150-900 | 150 | 165.1 | 1 | 900 | STD ARRAY TEE | RG | RG | 150 | 65LR |  |  |  |  | BLACK |  | EE_Deluge_AS 1074_Black | 11670794
EXP61053 | M111 | CW-ARRAY | EXP61153B-1 |  | 150-525 | 150 | 165.1 | 1 | 525.4 | Groove_Thread | RG | RG | [6 empty] | BLACK |  | EE_Deluge_AS 1074_Black | 11670798
EXP61053 | M111 | CW-DISTRIBUTION | EXP61153B |  | 150-3515 | 150 | 165.1 | 1 | 3513.6 | Groove_Thread | RG | RG | [6 empty] | BLACK |  | EE_Deluge_AS 1074_Black_Coupling 177N | 11670820
EXP61053 | M111 | CW-DISTRIBUTION | EXP61153B |  | 150-3015 | 150 | 165.1 | 1 | 3015.2 | Groove_Thread | RG | RG | [6 empty] | BLACK |  | EE_Deluge_AS 1074_Black_Coupling 177N | 11678627
EXP61053 | M111 | CW-DISTRIBUTION | EXP61153D |  | 150-2315 | 150 | 165.1 | 1 | 2315.2 | Groove_Thread | RG | RG | [6 empty] | BLACK |  | EE_Deluge_AS 1074_Black_Coupling 177N | 11725888
EXP61053 | M111 | CW-DISTRIBUTION | EXP61153D |  | 150-2200 | 150 | 165.1 | 1 | 2200.2 | Groove_Thread | RG | RG | [6 empty] | BLACK |  | EE_Deluge_AS 1074_Black_Coupling 177N | 11727624
EXP61053 | M110 | CP-EXTERNAL | EXP61053 |  | 150-985 | 150 | 165.1 | 1 | 983.4 | Groove_Thread | RG | RG | [6 empty] | BLACK |  | EE_Deluge_AS 1074_Black_Coupling 177N | 12362609
EXP61053 | M110 | CP-EXTERNAL | EXP61053 |  | 150-985 | 150 | 165.1 | 1 | 983.4 | Groove_Thread | RG | RG | [6 empty] | BLACK |  | EE_Deluge_AS 1074_Black_Coupling 177N | 12362636
EXP61053 | M110-M111 | CP-INTERNAL | EXP61053 |  | 150-960 | 150 | 165.1 | 1 | 959 | Groove_Thread | RG | RG | [6 empty] | GAL |  | EE_Deluge_AS 1074_Gal | 12362675
EXP61053 | M110 | CP-EXTERNAL | EXP61053 |  | 150-985 | 150 | 165.1 | 1 | 983.4 | Groove_Thread | RG | RG | [6 empty] | BLACK |  | EE_Deluge_AS 1074_Black_Coupling 177N | 12362708
EXP61053 | M111 | CP-EXTERNAL | EXP61153 |  | 150-1235 | 150 | 165.1 | 1 | 1234.9 | Groove_Thread | RG | RG | [6 empty] | BLACK |  | EE_Deluge_AS 1074_Black_Coupling 177N | 12362988
EXP61053 | M111 | CP-EXTERNAL | EXP61153 |  | 150-1235 | 150 | 165.1 | 1 | 1234.9 | Groove_Thread | RG | RG | [6 empty] | BLACK |  | EE_Deluge_AS 1074_Black_Coupling 177N | 12363009
EXP61053 | M110-M111 | CP-INTERNAL | EXP61053 |  | 150-955 | 150 | 165.1 | 1 | 957 | Groove_Thread | RG | RG | [6 empty] | GAL |  | EE_Deluge_AS 1074_Gal | 12363027
EXP61053 | M111 | CP-EXTERNAL | EXP61153 |  | 150-1235 | 150 | 165.1 | 1 | 1234.9 | Groove_Thread | RG | RG | [6 empty] | BLACK |  | EE_Deluge_AS 1074_Black_Coupling 177N | 12363051
EXP61053 | M111 | CW-ARRAY | EXP61153D-2 |  | 40-530 | 40 | 48.3 | 1 | 532.3 | Groove_Thread | TH | TH | [6 empty] | BLACK |  | EE_Deluge_AS 1074_Black | 12376562
EXP61053 | M111 | CW-ARRAY | EXP61153C-2 |  | 40-375 | 40 | 48.3 | 1 | 375 | Groove_Thread | TH | TH | [6 empty] | BLACK |  | EE_Deluge_AS 1074_Black | 12394842
EXP61053 | M111 | CW-ARRAY | EXP61153D-2 |  | 40-175 | 40 | 48.3 | 1 | 177 | Groove_Thread | TH | TH | [6 empty] | BLACK |  | EE_Deluge_AS 1074_Black | 12394910
EXP61053 | M110 | CW-ARRAY | EXP61053D-2 |  | 40-325 | 40 | 48.3 | 1 | 325 | Groove_Thread | TH | TH | [6 empty] | BLACK |  | EE_Deluge_AS 1074_Black | 12395111
EXP61053 | M110 | CW-ARRAY | EXP61053D-2 |  | 40-325 | 40 | 48.3 | 1 | 325 | Groove_Thread | TH | TH | [6 empty] | BLACK |  | EE_Deluge_AS 1074_Black | 12395131
EXP61053 | M110 | CW-ARRAY | EXP61053D-2 |  | 40-325 | 40 | 48.3 | 1 | 325 | Groove_Thread | TH | TH | [6 empty] | BLACK |  | EE_Deluge_AS 1074_Black | 12395147
EXP61053 | M110 | CP-EXTERNAL | EXP61053 |  | 150-985 | 150 | 165.1 | 1 | 983.3 | Groove_Thread | RG | RG | [6 empty] | BLACK |  | EE_Deluge_AS 1074_Black_Coupling 177N | 12655875
EXP61053 | M111 | CP-EXTERNAL | EXP61153 |  | 150-1235 | 150 | 165.1 | 1 | 1234.9 | Groove_Thread | RG | RG | [6 empty] | BLACK |  | EE_Deluge_AS 1074_Black_Coupling 177N | 12656218
EXP61053 | M111 | CP-EXTERNAL | EXP61153 |  | 150-440 | 150 | 165.1 | 1 | 439.3 | Groove_Thread | RG | RG | [6 empty] | BLACK |  | EE_Deluge_AS 1074_Black_Coupling 177N | 12656380
EXP61053 | M111 | CP-EXTERNAL | EXP61153 |  | 150-440 | 150 | 165.1 | 1 | 439.3 | Groove_Thread | RG | RG | [6 empty] | BLACK |  | EE_Deluge_AS 1074_Black_Coupling 177N | 12656395
EXP61053 | M111 | CP-EXTERNAL | EXP61153 |  | 150-440 | 150 | 165.1 | 1 | 438.1 | Groove_Thread | RG | RG | [6 empty] | BLACK |  | EE_Deluge_AS 1074_Black_Coupling 177N | 12656412
EXP61053 | M111 | CP-EXTERNAL | EXP61153 |  | 150-440 | 150 | 165.1 | 1 | 439.3 | Groove_Thread | RG | RG | [6 empty] | BLACK |  | EE_Deluge_AS 1074_Black_Coupling 177N | 12656419
EXP61053 | M110 | CW-DISTRIBUTION | EXP61053A |  | 150-4000 | 150 | 165.1 | 1 | 4000.1 | Groove_Thread | RG | RG | [6 empty] | BLACK |  | EE_Deluge_AS 1074_Black_Coupling 177N | 14092481
EXP61053 | M110 | CW-DISTRIBUTION | EXP61053A |  | 150-4000 | 150 | 165.1 | 1 | 4000.1 | Groove_Thread | RG | RG | [6 empty] | BLACK |  | EE_Deluge_AS 1074_Black_Coupling 177N | 14092494
EXP61053 | M110 | CW-DISTRIBUTION | EXP61053A |  | 150-4000 | 150 | 165.1 | 1 | 4000.1 | Groove_Thread | RG | RG | [6 empty] | BLACK |  | EE_Deluge_AS 1074_Black_Coupling 177N | 14092507
EXP61053 | M110 | CW-DISTRIBUTION | EXP61053B |  | 150-4000 | 150 | 165.1 | 1 | 4000 | Groove_Thread | RG | RG | [6 empty] | BLACK |  | EE_Deluge_AS 1074_Black_Coupling 177N | 14093094
EXP61053 | M110 | CW-DISTRIBUTION | EXP61053B |  | 150-4000 | 150 | 165.1 | 1 | 4000 | Groove_Thread | RG | RG | [6 empty] | BLACK |  | EE_Deluge_AS 1074_Black_Coupling 177N | 14093331
EXP61053 | M110 | CW-DISTRIBUTION | EXP61053B |  | 150-4000 | 150 | 165.1 | 1 | 4000 | Groove_Thread | RG | RG | [6 empty] | BLACK |  | EE_Deluge_AS 1074_Black_Coupling 177N | 14093345
EXP61053 | M110 | CW-DISTRIBUTION | EXP61053B |  | 150-280 | 150 | 165.1 | 1 | 279.4 | Groove_Thread | RG | RG | [6 empty] | BLACK |  | EE_Deluge_AS 1074_Black_Coupling 177N | 14093814
EXP61053 | M110 | CW-DISTRIBUTION | EXP61053B |  | 150-280 | 150 | 165.1 | 1 | 279.4 | Groove_Thread | RG | RG | [6 empty] | BLACK |  | EE_Deluge_AS 1074_Black_Coupling 177N | 14093852
EXP61053 | M110 | CW-DISTRIBUTION | EXP61053B |  | 150-4000 | 150 | 165.1 | 1 | 4000 | Groove_Thread | RG | RG | [6 empty] | BLACK |  | EE_Deluge_AS 1074_Black_Coupling 177N | 14094047
EXP61053 | M110 | CW-DISTRIBUTION | EXP61053B |  | 150-4000 | 150 | 165.1 | 1 | 4000 | Groove_Thread | RG | RG | [6 empty] | BLACK |  | EE_Deluge_AS 1074_Black_Coupling 177N | 14094061
EXP61053 | M110 | CW-DISTRIBUTION | EXP61053C |  | 150-4000 | 150 | 165.1 | 1 | 4000 | Groove_Thread | RG | RG | [6 empty] | BLACK |  | EE_Deluge_AS 1074_Black_Coupling 177N | 14094355
EXP61053 | M110 | CW-DISTRIBUTION | EXP61053C |  | 150-4000 | 150 | 165.1 | 1 | 4000 | Groove_Thread | RG | RG | [6 empty] | BLACK |  | EE_Deluge_AS 1074_Black_Coupling 177N | 14094427
EXP61053 | M110 | CW-DISTRIBUTION | EXP61053C |  | 150-6500 | 150 | 165.1 | 1 | 6500 | Groove_Thread | RG | RG | [6 empty] | BLACK |  | EE_Deluge_AS 1074_Black_Coupling 177N | 14094693
EXP61053 | M111 | CW-DISTRIBUTION | EXP61153A |  | 150-4000 | 150 | 165.1 | 1 | 4000 | Groove_Thread | RG | RG | [6 empty] | BLACK |  | EE_Deluge_AS 1074_Black_Coupling 177N | 14094989
EXP61053 | M111 | CW-DISTRIBUTION | EXP61153A |  | 150-4000 | 150 | 165.1 | 1 | 4000 | Groove_Thread | RG | RG | [6 empty] | BLACK |  | EE_Deluge_AS 1074_Black_Coupling 177N | 14095001
EXP61053 | M111 | CW-DISTRIBUTION | EXP61153A |  | 150-4000 | 150 | 165.1 | 1 | 4000 | Groove_Thread | RG | RG | [6 empty] | BLACK |  | EE_Deluge_AS 1074_Black_Coupling 177N | 14095013
EXP61053 | M111 | CW-DISTRIBUTION | EXP61153A |  | 150-280 | 150 | 165.1 | 1 | 279.4 | Groove_Thread | RG | RG | [6 empty] | BLACK |  | EE_Deluge_AS 1074_Black_Coupling 177N | 14095421
EXP61053 | M111 | CW-DISTRIBUTION | EXP61153A |  | 150-280 | 150 | 165.1 | 1 | 279.4 | Groove_Thread | RG | RG | [6 empty] | BLACK |  | EE_Deluge_AS 1074_Black_Coupling 177N | 14095454
EXP61053 | M111 | CW-DISTRIBUTION | EXP61153A |  | 150-280 | 150 | 165.1 | 1 | 279.8 | Groove_Thread | RG | RG | [6 empty] | BLACK |  | EE_Deluge_AS 1074_Black_Coupling 177N | 14095461
EXP61053 | M111 | CW-DISTRIBUTION | EXP61153A |  | 150-490 | 150 | 165.1 | 1 | 491.9 | Groove_Thread | RG | RG | [6 empty] | BLACK |  | EE_Deluge_AS 1074_Black_Coupling 177N | 14095831
EXP61053 | M111 | CW-DISTRIBUTION | EXP61153A |  | 150-790 | 150 | 165.1 | 1 | 791.8 | Groove_Thread | RG | RG | [6 empty] | BLACK |  | EE_Deluge_AS 1074_Black_Coupling 177N | 14095935
EXP61053 | M111 | CW-DISTRIBUTION | EXP61153A |  | 150-1105 | 150 | 165.1 | 1 | 1103.2 | Groove_Thread | RG | RG | [6 empty] | BLACK |  | EE_Deluge_AS 1074_Black_Coupling 177N | 14095941
EXP61053 | M111 | CW-DISTRIBUTION | EXP61153A |  | 150-1410 | 150 | 165.1 | 1 | 1409.7 | Groove_Thread | RG | RG | [6 empty] | BLACK |  | EE_Deluge_AS 1074_Black_Coupling 177N | 14095999
EXP61053 | M111 | CW-DISTRIBUTION | EXP61153A |  | 150-4000 | 150 | 165.1 | 1 | 4000 | Groove_Thread | RG | RG | [6 empty] | BLACK |  | EE_Deluge_AS 1074_Black_Coupling 177N | 14096223
EXP61053 | M111 | CW-DISTRIBUTION | EXP61153A |  | 150-4000 | 150 | 165.1 | 1 | 4000 | Groove_Thread | RG | RG | [6 empty] | BLACK |  | EE_Deluge_AS 1074_Black_Coupling 177N | 14096235
EXP61053 | M111 | CW-DISTRIBUTION | EXP61153A |  | 150-4000 | 150 | 165.1 | 1 | 4000 | Groove_Thread | RG | RG | [6 empty] | BLACK |  | EE_Deluge_AS 1074_Black_Coupling 177N | 14096247
EXP61053 | M111 | CW-DISTRIBUTION | EXP61153B |  | 150-4000 | 150 | 165.1 | 1 | 4000 | Groove_Thread | RG | RG | [6 empty] | BLACK |  | EE_Deluge_AS 1074_Black_Coupling 177N | 14098149
EXP61053 | M111 | CW-DISTRIBUTION | EXP61153B |  | 150-4000 | 150 | 165.1 | 1 | 4000 | Groove_Thread | RG | RG | [6 empty] | BLACK |  | EE_Deluge_AS 1074_Black_Coupling 177N | 14098153
EXP61053 | M111 | CW-DISTRIBUTION | EXP61153B |  | 150-4000 | 150 | 165.1 | 1 | 4000 | Groove_Thread | RG | RG | [6 empty] | BLACK |  | EE_Deluge_AS 1074_Black_Coupling 177N | 14098157
EXP61053 | M111 | CW-DISTRIBUTION | EXP61153B |  | 150-280 | 150 | 165.1 | 1 | 279.4 | Groove_Thread | RG | RG | [6 empty] | BLACK |  | EE_Deluge_AS 1074_Black_Coupling 177N | 14098596
EXP61053 | M111 | CW-DISTRIBUTION | EXP61153B |  | 150-280 | 150 | 165.1 | 1 | 279.4 | Groove_Thread | RG | RG | [6 empty] | BLACK |  | EE_Deluge_AS 1074_Black_Coupling 177N | 14098604
EXP61053 | M111 | CW-DISTRIBUTION | EXP61153B |  | 150-4000 | 150 | 165.1 | 1 | 4000 | Groove_Thread | RG | RG | [6 empty] | BLACK |  | EE_Deluge_AS 1074_Black_Coupling 177N | 14098763
EXP61053 | M111 | CW-DISTRIBUTION | EXP61153B |  | 150-4000 | 150 | 165.1 | 1 | 4000 | Groove_Thread | RG | RG | [6 empty] | BLACK |  | EE_Deluge_AS 1074_Black_Coupling 177N | 14098775
EXP61053 | M111 | CW-DISTRIBUTION | EXP61153C |  | 150-4000 | 150 | 165.1 | 1 | 4000 | Groove_Thread | RG | RG | [6 empty] | BLACK |  | EE_Deluge_AS 1074_Black_Coupling 177N | 14099047
EXP61053 | M111 | CW-DISTRIBUTION | EXP61153C |  | 150-4000 | 150 | 165.1 | 1 | 4000 | Groove_Thread | RG | RG | [6 empty] | BLACK |  | EE_Deluge_AS 1074_Black_Coupling 177N | 14099066
EXP61053 | M111 | CW-DISTRIBUTION | EXP61153C |  | 150-280 | 150 | 165.1 | 1 | 279.4 | Groove_Thread | RG | RG | [6 empty] | BLACK |  | EE_Deluge_AS 1074_Black_Coupling 177N | 14099185
EXP61053 | M111 | CW-DISTRIBUTION | EXP61153C |  | 150-6500 | 150 | 165.1 | 1 | 6500 | Groove_Thread | RG | RG | [6 empty] | BLACK |  | EE_Deluge_AS 1074_Black_Coupling 177N | 14099411
EXP61053 | M110 | CW-DISTRIBUTION | EXP61053A |  | 150-200 | 150 | 165.1 | 1 | 200 | Groove_Thread | RG | RG | [6 empty] | BLACK |  | EE_Deluge_AS 1074_Black_Coupling 177N | 14498941
EXP61053 | M110 | CW-DISTRIBUTION | EXP61053A |  | 150-500 | 150 | 165.1 | 1 | 499.8 | Groove_Thread | RG | RG | [6 empty] | BLACK |  | EE_Deluge_AS 1074_Black_Coupling 177N | 14498945
EXP61053 | M110 | CW-DISTRIBUTION | EXP61053A |  | 150-800 | 150 | 165.1 | 1 | 799.6 | Groove_Thread | RG | RG | [6 empty] | BLACK |  | EE_Deluge_AS 1074_Black_Coupling 177N | 14498957
EXP61053 | M110 | CW-DISTRIBUTION | EXP61053A |  | 150-1100 | 150 | 165.1 | 1 | 1099.3 | Groove_Thread | RG | RG | [6 empty] | BLACK |  | EE_Deluge_AS 1074_Black_Coupling 177N | 14498961
Total | [21 empty] | 3387933642

## Pipe Fitting Schedule
EE_Cross Passage | EE_Location and Lanes | EE_System Type | EE_Array Number | EE_Stock Code | EE_Item Description | Size | Outside Diameter | Qty | Length | EE_FAB Pipe | EE_PIPE END-1 | EE_PIPE END-2 | EE_Run Dim 1 | EE_Pap 1 | EE_Run Dim 2 | EE_Pap 2 | EE_Run Dim 3 | EE_Pap 3 | EE_Pipe Treatment | Family | Type | ID
EXP61053 | M110-M111 | CP-INTERNAL | EXP61053 |  | VIC FP 90 DEG ELBOW No 001 | 150x150 | 165.1 | 1 | [10 empty] | GAL | Victaulic-FP-Elbow No 001-003 | Standard | 2921387
EXP61053 | M110-M111 | CP-INTERNAL | EXP61053 |  | VIC FP COUPLING STYLE 009N (RIGID) | 150x150 | 165.1 | 1 | [10 empty] | GAL | Victaulic-FP-FireLock EZ Rigid Coupling Style 009N_Union | Standard | 2921404
EXP61053 | M110-M111 | CP-INTERNAL | EXP61053 |  | VIC FP COUPLING STYLE 009N (RIGID) | 150x150 | 168.3 | 1 | [10 empty] | GAL | Victaulic-FP-FireLock EZ Rigid Coupling Style 009N_Union_DN168 | Standard | 2921464
EXP61053 | M110-M111 | CP-INTERNAL | EXP61053 |  | VIC FP COUPLING STYLE 009N (RIGID) | 150x150 | 168.3 | 1 | [10 empty] | GAL | Victaulic-FP-FireLock EZ Rigid Coupling Style 009N_Union_DN168 | Standard | 2921466
EXP61053 | M110-M111 | CP-INTERNAL | EXP61053 |  | VIC FP COUPLING STYLE 009N (RIGID) | 150x150 | 168.3 | 1 | [10 empty] | GAL | Victaulic-FP-FireLock EZ Rigid Coupling Style 009N_Union_DN168 | Standard | 2921468
EXP61053 | M110-M111 | CP-INTERNAL | EXP61053 |  |  | 150x150 |  | 1 | [10 empty] | GAL | Victaulic-Reducer No 50-51_DN168.3 - DN165.1 | Standard | 2921470
EXP61053 | M110-M111 | CP-INTERNAL | EXP61053 |  | VIC FP COUPLING STYLE 009N (RIGID) | 150x150 | 165.1 | 1 | [10 empty] | GAL | Victaulic-FP-FireLock EZ Rigid Coupling Style 009N_Union | Standard | 2921472
EXP61053 | M110-M111 | CP-INTERNAL | EXP61053 |  | VIC FP COUPLING STYLE 009N (RIGID) | 150x150 | 168.3 | 1 | [10 empty] | GAL | Victaulic-FP-FireLock EZ Rigid Coupling Style 009N_Union_DN168 | Standard | 2921479
EXP61053 | M110-M111 | CP-INTERNAL | EXP61053 |  | VIC FP COUPLING STYLE 009N (RIGID) | 150x150 | 168.3 | 1 | [10 empty] | GAL | Victaulic-FP-FireLock EZ Rigid Coupling Style 009N_Union_DN168 | Standard | 2921481
EXP61053 | M110-M111 | CP-INTERNAL | EXP61053 |  | VIC FP COUPLING STYLE 009N (RIGID) | 150x150 | 168.3 | 1 | [10 empty] | GAL | Victaulic-FP-FireLock EZ Rigid Coupling Style 009N_Union_DN168 | Standard | 2921483
EXP61053 | M110-M111 | CP-INTERNAL | EXP61053 |  |  | 150x150 |  | 1 | [10 empty] | GAL | Victaulic-Reducer No 50-51_DN168.3 - DN165.1 | Standard | 2921485
EXP61053 | M110-M111 | CP-INTERNAL | EXP61053 |  | VIC FP COUPLING STYLE 009N (RIGID) | 150x150 | 165.1 | 1 | [10 empty] | GAL | Victaulic-FP-FireLock EZ Rigid Coupling Style 009N_Union | Standard | 2921487
EXP61053 | M110-M111 | CP-INTERNAL | EXP61053 |  | VIC FP COUPLING STYLE 009N (RIGID) | 150x150 | 168.3 | 1 | [10 empty] | GAL | Victaulic-FP-FireLock EZ Rigid Coupling Style 009N_Union_DN168 | Standard | 2921494
EXP61053 | M110-M111 | CP-INTERNAL | EXP61053 |  | VIC FP COUPLING STYLE 009N (RIGID) | 150x150 | 168.3 | 1 | [10 empty] | GAL | Victaulic-FP-FireLock EZ Rigid Coupling Style 009N_Union_DN168 | Standard | 2921496
EXP61053 | M110-M111 | CP-INTERNAL | EXP61053 |  | VIC FP COUPLING STYLE 009N (RIGID) | 150x150 | 168.3 | 1 | [10 empty] | GAL | Victaulic-FP-FireLock EZ Rigid Coupling Style 009N_Union_DN168 | Standard | 2921498
EXP61053 | M110-M111 | CP-INTERNAL | EXP61053 |  |  | 150x150 |  | 1 | [10 empty] | GAL | Victaulic-Reducer No 50-51_DN168.3 - DN165.1 | Standard | 2921500
EXP61053 | M110-M111 | CP-INTERNAL | EXP61053 |  | VIC FP COUPLING STYLE 009N (RIGID) | 150x150 | 165.1 | 1 | [10 empty] | GAL | Victaulic-FP-FireLock EZ Rigid Coupling Style 009N_Union | Standard | 2921502
EXP61053 | M110-M111 | CP-INTERNAL | EXP61053 |  | VIC FP COUPLING STYLE 009N (RIGID) | 150x150 | 168.3 | 1 | [10 empty] | GAL | Victaulic-FP-FireLock EZ Rigid Coupling Style 009N_Union_DN168 | Standard | 2921541
EXP61053 | M110-M111 | CP-INTERNAL | EXP61053 |  | VIC FP COUPLING STYLE 009N (RIGID) | 150x150 | 168.3 | 1 | [10 empty] | GAL | Victaulic-FP-FireLock EZ Rigid Coupling Style 009N_Union_DN168 | Standard | 2921543
EXP61053 | M110-M111 | CP-INTERNAL | EXP61053 |  | VIC FP COUPLING STYLE 009N (RIGID) | 150x150 | 168.3 | 1 | [10 empty] | GAL | Victaulic-FP-FireLock EZ Rigid Coupling Style 009N_Union_DN168 | Standard | 2921545
EXP61053 | M110-M111 | CP-INTERNAL | EXP61053 |  |  | 150x150 |  | 1 | [10 empty] | GAL | Victaulic-Reducer No 50-51_DN168.3 - DN165.1 | Standard | 2921547
EXP61053 | M110-M111 | CP-INTERNAL | EXP61053 |  | VIC FP COUPLING STYLE 009N (RIGID) | 150x150 | 165.1 | 1 | [10 empty] | GAL | Victaulic-FP-FireLock EZ Rigid Coupling Style 009N_Union | Standard | 2921549
EXP61053 | M110-M111 | CP-INTERNAL | EXP61053 |  | VIC FP COUPLING STYLE 009N (RIGID) | 150x150 | 165.1 | 1 | [10 empty] | GAL | Victaulic-FP-FireLock EZ Rigid Coupling Style 009N_Union | Standard | 2921560
EXP61053 | M110-M111 | CP-INTERNAL | EXP61053 |  | VIC FP COUPLING STYLE 009N (RIGID) | 150x150 | 165.1 | 1 | [10 empty] | GAL | Victaulic-FP-FireLock EZ Rigid Coupling Style 009N_Union | Standard | 2921570
EXP61053 | M110-M111 | CP-INTERNAL | EXP61053 |  | VIC FP COUPLING STYLE 009N (RIGID) | 150x150 | 165.1 | 1 | [10 empty] | GAL | Victaulic-FP-FireLock EZ Rigid Coupling Style 009N_Union | Standard | 2921572
EXP61053 | M110-M111 | CP-INTERNAL | EXP61053 |  | VIC FP COUPLING STYLE 009N (RIGID) | 150x150 | 165.1 | 1 | [10 empty] | GAL | Victaulic-FP-FireLock EZ Rigid Coupling Style 009N_Union | Standard | 2921576
EXP61053 | M110-M111 | CP-INTERNAL | EXP61053 |  | VIC FP COUPLING STYLE 009N (RIGID) | 150x150 | 168.3 | 1 | [10 empty] | GAL | Victaulic-FP-FireLock EZ Rigid Coupling Style 009N_Union_DN168 | Standard | 2921687
EXP61053 | M110-M111 | CP-INTERNAL | EXP61053 |  |  | 150x150 |  | 1 | [10 empty] | GAL | Victaulic-Reducer No 50-51_DN168.3 - DN165.1 | Standard | 2921689
EXP61053 | M110-M111 | CP-INTERNAL | EXP61053 |  | VIC FP COUPLING STYLE 009N (RIGID) | 150x150 | 165.1 | 1 | [10 empty] | GAL | Victaulic-FP-FireLock EZ Rigid Coupling Style 009N_Union | Standard | 2921691
EXP61053 | M110-M111 | CP-INTERNAL | EXP61053 |  | VIC FP COUPLING STYLE 009N (RIGID) | 150x150 | 168.3 | 1 | [10 empty] | GAL | Victaulic-FP-FireLock EZ Rigid Coupling Style 009N_Union_DN168 | Standard | 2921729
EXP61053 | M110-M111 | CP-INTERNAL | EXP61053 |  |  | 150x150 |  | 1 | [10 empty] | GAL | Victaulic-Reducer No 50-51_DN168.3 - DN165.1 | Standard | 2921731
EXP61053 | M110-M111 | CP-INTERNAL | EXP61053 |  | VIC FP COUPLING STYLE 009N (RIGID) | 150x150 | 165.1 | 1 | [10 empty] | GAL | Victaulic-FP-FireLock EZ Rigid Coupling Style 009N_Union | Standard | 2921733
EXP61053 | M110-M111 | CP-INTERNAL | EXP61053 |  |  | 150x150 |  | 1 | [10 empty] | GAL | Victaulic-Reducer No 50-51_DN168.3 - DN165.1 | Standard | 2921777
EXP61053 | M110-M111 | CP-INTERNAL | EXP61053 |  | VIC FP COUPLING STYLE 009N (RIGID) | 150x150 | 165.1 | 1 | [10 empty] | GAL | Victaulic-FP-FireLock EZ Rigid Coupling Style 009N_Union | Standard | 2921779
EXP61053 | M110-M111 | CP-INTERNAL | EXP61053 |  | VIC FP COUPLING STYLE 009N (RIGID) | 150x150 | 168.3 | 1 | [10 empty] | GAL | Victaulic-FP-FireLock EZ Rigid Coupling Style 009N_Union_DN168 | Standard | 2921792
EXP61053 | M110-M111 | CP-INTERNAL | EXP61053 |  |  | 150x150 |  | 1 | [10 empty] | GAL | Victaulic-Reducer No 50-51_DN168.3 - DN165.1 | Standard | 2921794
EXP61053 | M110-M111 | CP-INTERNAL | EXP61053 |  | VIC FP COUPLING STYLE 009N (RIGID) | 150x150 | 165.1 | 1 | [10 empty] | GAL | Victaulic-FP-FireLock EZ Rigid Coupling Style 009N_Union | Standard | 2921796
EXP61053 | M110-M111 | CP-INTERNAL | EXP61053 |  | VIC FP 90 DEG ELBOW No 001 | 150x150 | 165.1 | 1 | [10 empty] | GAL | Victaulic-FP-Elbow No 001-003 | Standard | 2921884
EXP61053 | M110-M111 | CP-INTERNAL | EXP61053 |  | VIC FP 90 DEG ELBOW No 001 | 150x150 | 165.1 | 1 | [10 empty] | GAL | Victaulic-FP-Elbow No 001-003 | Standard | 2921886
EXP61053 | M110-M111 | CP-INTERNAL | EXP61053 |  | VIC FP COUPLING STYLE 009N (RIGID) | 150x150 | 165.1 | 1 | [10 empty] | GAL | Victaulic-FP-FireLock EZ Rigid Coupling Style 009N_Union | Standard | 2921898
EXP61053 | M110-M111 | CP-INTERNAL | EXP61053 |  | VIC FP COUPLING STYLE 009N (RIGID) | 150x150 | 165.1 | 1 | [10 empty] | GAL | Victaulic-FP-FireLock EZ Rigid Coupling Style 009N_Union | Standard | 2921904
EXP61053 | M110-M111 | CP-INTERNAL | EXP61053 |  | VIC FP COUPLING STYLE 009N (RIGID) | 150x150 | 165.1 | 1 | [10 empty] | GAL | Victaulic-FP-FireLock EZ Rigid Coupling Style 009N_Union | Standard | 2921906
EXP61053 | M110-M111 | CP-INTERNAL | EXP61053 |  | VIC FP COUPLING STYLE 009N (RIGID) | 150x150 | 165.1 | 1 | [10 empty] | GAL | Victaulic-FP-FireLock EZ Rigid Coupling Style 009N_Union | Standard | 2924458
EXP61053 | M110-M111 | CP-INTERNAL | EXP61053 |  | VIC FP COUPLING STYLE 009N (RIGID) | 150x150 | 168.3 | 1 | [10 empty] | GAL | Victaulic-FP-FireLock EZ Rigid Coupling Style 009N_Union_DN168 | Standard | 2953703
EXP61053 | M110-M111 | CP-INTERNAL | EXP61053 |  | VIC FP COUPLING STYLE 009N (RIGID) | 150x150 | 168.3 | 1 | [10 empty] | GAL | Victaulic-FP-FireLock EZ Rigid Coupling Style 009N_Union_DN168 | Standard | 2953705
EXP61053 | M110-M111 | CP-INTERNAL | EXP61053 |  | VIC FP COUPLING STYLE 009N (RIGID) | 150x150 | 168.3 | 1 | [10 empty] | GAL | Victaulic-FP-FireLock EZ Rigid Coupling Style 009N_Union_DN168 | Standard | 2953709
EXP61053 | M110-M111 | CP-INTERNAL | EXP61053 |  | VIC FP COUPLING STYLE 009N (RIGID) | 150x150 | 168.3 | 1 | [10 empty] | GAL | Victaulic-FP-FireLock EZ Rigid Coupling Style 009N_Union_DN168 | Standard | 2953730
EXP61053 | M110-M111 | CP-INTERNAL | EXP61053 |  | VIC FP COUPLING STYLE 009N (RIGID) | 150x150 | 168.3 | 1 | [10 empty] | GAL | Victaulic-FP-FireLock EZ Rigid Coupling Style 009N_Union_DN168 | Standard | 2953732
EXP61053 | M110-M111 | CP-INTERNAL | EXP61053 |  | VIC FP COUPLING STYLE 009N (RIGID) | 150x150 | 168.3 | 1 | [10 empty] | GAL | Victaulic-FP-FireLock EZ Rigid Coupling Style 009N_Union_DN168 | Standard | 2953734
EXP61053 | M110-M111 | CP-INTERNAL | EXP61053 |  | VIC FP COUPLING STYLE 009N (RIGID) | 150x150 | 168.3 | 1 | [10 empty] | GAL | Victaulic-FP-FireLock EZ Rigid Coupling Style 009N_Union_DN168 | Standard | 2953736
EXP61053 | M110-M111 | CP-INTERNAL | EXP61053 |  | VIC FP COUPLING STYLE 009N (RIGID) | 150x150 | 168.3 | 1 | [10 empty] | GAL | Victaulic-FP-FireLock EZ Rigid Coupling Style 009N_Union_DN168 | Standard | 2953947
EXP61053 | M110 | CW-ARRAY | EXP61053A |  | BUTTWELD CAP END | 65 | 76.1 | 1 | [10 empty] | BLACK | Pipe Fitting - Butt-Welded Cap End | Standard | 3669299
EXP61053 | M110 | CW-ARRAY | EXP61053A |  | THREADED-COUPLING CONCENTRIC REDUCING-Class 150 | 40x25 | 40.2/56.2 | 1 | 54 | [9 empty] | BLACK | Threaded - Coupling Concentric Reducing - MI - DN40-25 | Standard | 3669308
EXP61053 | M110 | CW-ARRAY | EXP61053A |  | THREADED-COUPLING CONCENTRIC REDUCING-Class 150 | 40x25 | 40.2/56.2 | 1 | 54 | [9 empty] | BLACK | Threaded - Coupling Concentric Reducing - MI - DN40-25 | Standard | 3669311
EXP61053 | M110 | CW-ARRAY | EXP61053A |  | BUTTWELD CAP END | 65 | 76.1 | 1 | [10 empty] | BLACK | Pipe Fitting - Butt-Welded Cap End | Standard | 3669312
EXP61053 | M110 | CW-ARRAY | EXP61053A |  | VIC FP COUPLING STYLE 009N (RIGID) | 65x65 | 76.1 | 1 | [10 empty] | BLACK | Victaulic-FP-FireLock EZ Rigid Coupling Style 009N | Standard | 3669315
EXP61053 | M110 | CW-ARRAY | EXP61053A |  | VIC FP COUPLING STYLE 009N (RIGID) | 65x65 | 76.1 | 1 | [10 empty] | BLACK | Victaulic-FP-FireLock EZ Rigid Coupling Style 009N | Standard | 3669317
EXP61053 | M110 | CW-ARRAY | EXP61053A |  | THREADED-COUPLING CONCENTRIC REDUCING-Class 150 | 40x25 | 56.2/40.2 | 1 | 54 | [9 empty] | BLACK | Threaded - Coupling Concentric Reducing - MI - DN40-25 | Standard | 3669319
EXP61053 | M110 | CW-ARRAY | EXP61053A |  | BUTTWELD CAP END | 65 | 76.1 | 1 | [10 empty] | BLACK | Pipe Fitting - Butt-Welded Cap End | Standard | 3669334
EXP61053 | M110 | CW-ARRAY | EXP61053A |  | BUTTWELD CAP END | 65 | 76.1 | 1 | [10 empty] | BLACK | Pipe Fitting - Butt-Welded Cap End | Standard | 3669350
EXP61053 | M110 | CW-ARRAY | EXP61053A |  | VIC FP COUPLING STYLE 009N (RIGID) | 65x65 | 76.1 | 1 | [10 empty] | BLACK | Victaulic-FP-FireLock EZ Rigid Coupling Style 009N | Standard | 3669353
EXP61053 | M110 | CW-ARRAY | EXP61053A |  | VIC FP COUPLING STYLE 009N (RIGID) | 65x65 | 76.1 | 1 | [10 empty] | BLACK | Victaulic-FP-FireLock EZ Rigid Coupling Style 009N | Standard | 3669355
EXP61053 | M110 | CW-ARRAY | EXP61053A |  | VIC FP COUPLING STYLE 009N (RIGID) | 150x150 | 165.1 | 1 | [10 empty] | BLACK | Victaulic-FP-FireLock EZ Rigid Coupling Style 009N_Union | Standard | 3669358
EXP61053 | M110 | CW-ARRAY | EXP61053A |  | VIC FP COUPLING STYLE 009N (RIGID) | 150x150 | 165.1 | 1 | [10 empty] | BLACK | Victaulic-FP-FireLock EZ Rigid Coupling Style 009N_Union | Standard | 3669412
EXP61053 | M110 | CW-DISTRIBUTION | EXP61053A |  | VIC QUICKVIC COUPLING STYLE 177N (FLEX) | 150x150 | 165.1 | 1 | [10 empty] | BLACK | Victaulic-IPS-QuickVic Flexible Coupling Style 177 | Standard | 3669642
EXP61053 | M110 | CW-ARRAY | EXP61053A |  | VIC FP COUPLING STYLE 009N (RIGID) | 150x150 | 165.1 | 1 | [10 empty] | BLACK | Victaulic-FP-FireLock EZ Rigid Coupling Style 009N | Standard | 3669643
EXP61053 | M110 | CW-ARRAY | EXP61053A |  | VIC FP CAP No 006 | 150 | 165.1 | 1 | [10 empty] | BLACK | Victaulic-FP-Cap No 006 | Standard | 3669646
EXP61053 | M110 | CW-ARRAY | EXP61053A |  | VIC FP COUPLING STYLE 009N (RIGID) | 150x150 | 165.1 | 1 | [10 empty] | BLACK | Victaulic-FP-FireLock EZ Rigid Coupling Style 009N | Standard | 3669648
EXP61053 | M110 | CW-ARRAY | EXP61053A |  | VIC FP 90 DEG ELBOW No 001 | 150x150 | 165.1 | 1 | [10 empty] | BLACK | Victaulic-FP-Elbow No 001-003 | Standard | 3669651
EXP61053 | M110 | CW-DISTRIBUTION | EXP61053A |  | VIC FP 90 DEG ELBOW No 001 | 150x150 | 165.1 | 1 | [10 empty] | BLACK | Victaulic-FP-Elbow No 001-003 | Standard | 3669652
EXP61053 | M110 | CW-ARRAY | EXP61053B-1 |  | BUTTWELD CAP END | 65 | 76.1 | 1 | [10 empty] | BLACK | Pipe Fitting - Butt-Welded Cap End | Standard | 3674497
EXP61053 | M110 | CW-ARRAY | EXP61053B-1 |  | THREADED-COUPLING CONCENTRIC REDUCING-Class 150 | 40x25 | 40.2/56.2 | 1 | 54 | [9 empty] | BLACK | Threaded - Coupling Concentric Reducing - MI - DN40-25 | Standard | 3674506
EXP61053 | M110 | CW-ARRAY | EXP61053B-1 |  | THREADED-COUPLING CONCENTRIC REDUCING-Class 150 | 40x25 | 40.2/56.2 | 1 | 54 | [9 empty] | BLACK | Threaded - Coupling Concentric Reducing - MI - DN40-25 | Standard | 3674509
EXP61053 | M110 | CW-ARRAY | EXP61053B-1 |  | BUTTWELD CAP END | 65 | 76.1 | 1 | [10 empty] | BLACK | Pipe Fitting - Butt-Welded Cap End | Standard | 3674510
EXP61053 | M110 | CW-ARRAY | EXP61053B-1 |  | VIC FP COUPLING STYLE 009N (RIGID) | 65x65 | 76.1 | 1 | [10 empty] | BLACK | Victaulic-FP-FireLock EZ Rigid Coupling Style 009N | Standard | 3674513
EXP61053 | M110 | CW-ARRAY | EXP61053B-1 |  | VIC FP COUPLING STYLE 009N (RIGID) | 65x65 | 76.1 | 1 | [10 empty] | BLACK | Victaulic-FP-FireLock EZ Rigid Coupling Style 009N | Standard | 3674515
EXP61053 | M110 | CW-ARRAY | EXP61053B-1 |  | THREADED-COUPLING CONCENTRIC REDUCING-Class 150 | 40x25 | 56.2/40.2 | 1 | 54 | [9 empty] | BLACK | Threaded - Coupling Concentric Reducing - MI - DN40-25 | Standard | 3674517
EXP61053 | M110 | CW-ARRAY | EXP61053B-1 |  | BUTTWELD CAP END | 65 | 76.1 | 1 | [10 empty] | BLACK | Pipe Fitting - Butt-Welded Cap End | Standard | 3674532
EXP61053 | M110 | CW-ARRAY | EXP61053B-1 |  | BUTTWELD CAP END | 65 | 76.1 | 1 | [10 empty] | BLACK | Pipe Fitting - Butt-Welded Cap End | Standard | 3674547
EXP61053 | M110 | CW-ARRAY | EXP61053B-1 |  | VIC FP COUPLING STYLE 009N (RIGID) | 65x65 | 76.1 | 1 | [10 empty] | BLACK | Victaulic-FP-FireLock EZ Rigid Coupling Style 009N | Standard | 3674550
EXP61053 | M110 | CW-ARRAY | EXP61053B-1 |  | VIC FP COUPLING STYLE 009N (RIGID) | 65x65 | 76.1 | 1 | [10 empty] | BLACK | Victaulic-FP-FireLock EZ Rigid Coupling Style 009N | Standard | 3674552
EXP61053 | M110 | CW-ARRAY | EXP61053B-1 |  | VIC FP COUPLING STYLE 009N (RIGID) | 150x150 | 165.1 | 1 | [10 empty] | BLACK | Victaulic-FP-FireLock EZ Rigid Coupling Style 009N_Union | Standard | 3674555
EXP61053 | M110 | CW-ARRAY | EXP61053B-1 |  | VIC FP COUPLING STYLE 009N (RIGID) | 150x150 | 165.1 | 1 | [10 empty] | BLACK | Victaulic-FP-FireLock EZ Rigid Coupling Style 009N_Union | Standard | 3674556
EXP61053 | M110 | CW-ARRAY | EXP61053B-2 |  | BUTTWELD CAP END | 65 | 76.1 | 1 | [10 empty] | BLACK | Pipe Fitting - Butt-Welded Cap End | Standard | 3674575
EXP61053 | M110 | CW-ARRAY | EXP61053B-2 |  | THREADED-COUPLING CONCENTRIC REDUCING-Class 150 | 40x25 | 40.2/56.2 | 1 | 54 | [9 empty] | BLACK | Threaded - Coupling Concentric Reducing - MI - DN40-25 | Standard | 3674585
EXP61053 | M110 | CW-ARRAY | EXP61053B-2 |  | THREADED-COUPLING CONCENTRIC REDUCING-Class 150 | 40x25 | 40.2/56.2 | 1 | 54 | [9 empty] | BLACK | Threaded - Coupling Concentric Reducing - MI - DN40-25 | Standard | 3674588
EXP61053 | M110 | CW-ARRAY | EXP61053B-2 |  | BUTTWELD CAP END | 65 | 76.1 | 1 | [10 empty] | BLACK | Pipe Fitting - Butt-Welded Cap End | Standard | 3674589
EXP61053 | M110 | CW-ARRAY | EXP61053B-2 |  | VIC FP COUPLING STYLE 009N (RIGID) | 65x65 | 76.1 | 1 | [10 empty] | BLACK | Victaulic-FP-FireLock EZ Rigid Coupling Style 009N | Standard | 3674592
EXP61053 | M110 | CW-ARRAY | EXP61053B-2 |  | VIC FP COUPLING STYLE 009N (RIGID) | 65x65 | 76.1 | 1 | [10 empty] | BLACK | Victaulic-FP-FireLock EZ Rigid Coupling Style 009N | Standard | 3674594
EXP61053 | M110 | CW-ARRAY | EXP61053B-2 |  | THREADED-COUPLING CONCENTRIC REDUCING-Class 150 | 40x25 | 56.2/40.2 | 1 | 54 | [9 empty] | BLACK | Threaded - Coupling Concentric Reducing - MI - DN40-25 | Standard | 3674596
EXP61053 | M110 | CW-ARRAY | EXP61053B-2 |  | BUTTWELD CAP END | 65 | 76.1 | 1 | [10 empty] | BLACK | Pipe Fitting - Butt-Welded Cap End | Standard | 3674610
EXP61053 | M110 | CW-ARRAY | EXP61053B-2 |  | BUTTWELD CAP END | 65 | 76.1 | 1 | [10 empty] | BLACK | Pipe Fitting - Butt-Welded Cap End | Standard | 3674625
EXP61053 | M110 | CW-ARRAY | EXP61053B-2 |  | VIC FP COUPLING STYLE 009N (RIGID) | 65x65 | 76.1 | 1 | [10 empty] | BLACK | Victaulic-FP-FireLock EZ Rigid Coupling Style 009N | Standard | 3674628
EXP61053 | M110 | CW-ARRAY | EXP61053B-2 |  | VIC FP COUPLING STYLE 009N (RIGID) | 65x65 | 76.1 | 1 | [10 empty] | BLACK | Victaulic-FP-FireLock EZ Rigid Coupling Style 009N | Standard | 3674630
EXP61053 | M110 | CW-ARRAY | EXP61053B-2 |  | VIC FP COUPLING STYLE 009N (RIGID) | 150x150 | 165.1 | 1 | [10 empty] | BLACK | Victaulic-FP-FireLock EZ Rigid Coupling Style 009N_Union | Standard | 3674633
EXP61053 | M110 | CW-ARRAY | EXP61053B-2 |  | VIC FP COUPLING STYLE 009N (RIGID) | 150x150 | 165.1 | 1 | [10 empty] | BLACK | Victaulic-FP-FireLock EZ Rigid Coupling Style 009N_Union | Standard | 3674634
EXP61053 | M110 | CW-DISTRIBUTION | EXP61053B |  | VIC QUICKVIC COUPLING STYLE 177N (FLEX) | 150x150 | 165.1 | 1 | [10 empty] | BLACK | Victaulic-IPS-QuickVic Flexible Coupling Style 177_Union | Standard | 3674642
EXP61053 | M110 | CW-DISTRIBUTION | EXP61053B |  | VIC QUICKVIC COUPLING STYLE 177N (FLEX) | 150x150 | 165.1 | 1 | [10 empty] | BLACK | Victaulic-IPS-QuickVic Flexible Coupling Style 177_Union | Standard | 3674644
EXP61053 | M110 | CW-DISTRIBUTION | EXP61053B |  | VIC QUICKVIC COUPLING STYLE 177N (FLEX) | 150x150 | 165.1 | 1 | [10 empty] | BLACK | Victaulic-IPS-QuickVic Flexible Coupling Style 177_Union | Standard | 3674646
EXP61053 | M110 | CW-ARRAY | EXP61053B-2 |  | VIC FP COUPLING STYLE 009N (RIGID) | 150x150 | 165.1 | 1 | [10 empty] | BLACK | Victaulic-FP-FireLock EZ Rigid Coupling Style 009N | Standard | 3674658
EXP61053 | M110 | CW-ARRAY | EXP61053B-1 |  | VIC FP CAP No 006 | 150 | 165.1 | 1 | [10 empty] | BLACK | Victaulic-FP-Cap No 006 | Standard | 3674664
EXP61053 | M110 | CW-ARRAY | EXP61053B-2 |  | VIC FP CAP No 006 | 150 | 165.1 | 1 | [10 empty] | BLACK | Victaulic-FP-Cap No 006 | Standard | 3674665
EXP61053 | M110 | CW-ARRAY | EXP61053B-2 |  | VIC FP COUPLING STYLE 009N (RIGID) | 150x150 | 165.1 | 1 | [10 empty] | BLACK | Victaulic-FP-FireLock EZ Rigid Coupling Style 009N | Standard | 3674666
EXP61053 | M110 | CW-ARRAY | EXP61053B-1 |  | VIC FP COUPLING STYLE 009N (RIGID) | 150x150 | 165.1 | 1 | [10 empty] | BLACK | Victaulic-FP-FireLock EZ Rigid Coupling Style 009N | Standard | 3674667
EXP61053 | M110 | CW-DISTRIBUTION | EXP61053B |  | VIC FP TEE No 002 | 150x150x150 | 165.1 | 1 | [10 empty] | BLACK | Victaulic-FP-Tee No 002 | Standard | 3674668
EXP61053 | M110 | CW-ARRAY | EXP61053B-2 |  | VIC FP 90 DEG ELBOW No 001 | 150x150 | 165.1 | 1 | [10 empty] | BLACK | Victaulic-FP-Elbow No 001-003 | Standard | 3674669
EXP61053 | M110 | CW-DISTRIBUTION | EXP61053B |  | VIC FP 90 DEG ELBOW No 001 | 150x150 | 165.1 | 1 | [10 empty] | BLACK | Victaulic-FP-Elbow No 001-003 | Standard | 3674670
EXP61053 | M110 | CW-ARRAY | EXP61053B-1 |  | VIC FP 90 DEG ELBOW No 001 | 150x150 | 165.1 | 1 | [10 empty] | BLACK | Victaulic-FP-Elbow No 001-003 | Standard | 3674671
EXP61053 | M110 | CW-ARRAY | EXP61053C-1 |  | BUTTWELD CAP END | 65 | 76.1 | 1 | [10 empty] | BLACK | Pipe Fitting - Butt-Welded Cap End | Standard | 3675550
EXP61053 | M110 | CW-ARRAY | EXP61053C-1 |  | THREADED-COUPLING CONCENTRIC REDUCING-Class 150 | 40x25 | 40.2/56.2 | 1 | 54 | [9 empty] | BLACK | Threaded - Coupling Concentric Reducing - MI - DN40-25 | Standard | 3675559
EXP61053 | M110 | CW-ARRAY | EXP61053C-1 |  | THREADED-COUPLING CONCENTRIC REDUCING-Class 150 | 40x25 | 40.2/56.2 | 1 | 54 | [9 empty] | BLACK | Threaded - Coupling Concentric Reducing - MI - DN40-25 | Standard | 3675562
EXP61053 | M110 | CW-ARRAY | EXP61053C-1 |  | BUTTWELD CAP END | 65 | 76.1 | 1 | [10 empty] | BLACK | Pipe Fitting - Butt-Welded Cap End | Standard | 3675563
EXP61053 | M110 | CW-ARRAY | EXP61053C-1 |  | VIC FP COUPLING STYLE 009N (RIGID) | 65x65 | 76.1 | 1 | [10 empty] | BLACK | Victaulic-FP-FireLock EZ Rigid Coupling Style 009N | Standard | 3675566
EXP61053 | M110 | CW-ARRAY | EXP61053C-1 |  | VIC FP COUPLING STYLE 009N (RIGID) | 65x65 | 76.1 | 1 | [10 empty] | BLACK | Victaulic-FP-FireLock EZ Rigid Coupling Style 009N | Standard | 3675568
EXP61053 | M110 | CW-ARRAY | EXP61053C-1 |  | THREADED-COUPLING CONCENTRIC REDUCING-Class 150 | 40x25 | 56.2/40.2 | 1 | 54 | [9 empty] | BLACK | Threaded - Coupling Concentric Reducing - MI - DN40-25 | Standard | 3675570
EXP61053 | M110 | CW-ARRAY | EXP61053C-1 |  | BUTTWELD CAP END | 65 | 76.1 | 1 | [10 empty] | BLACK | Pipe Fitting - Butt-Welded Cap End | Standard | 3675585
EXP61053 | M110 | CW-ARRAY | EXP61053C-1 |  | BUTTWELD CAP END | 65 | 76.1 | 1 | [10 empty] | BLACK | Pipe Fitting - Butt-Welded Cap End | Standard | 3675600
EXP61053 | M110 | CW-ARRAY | EXP61053C-1 |  | VIC FP COUPLING STYLE 009N (RIGID) | 65x65 | 76.1 | 1 | [10 empty] | BLACK | Victaulic-FP-FireLock EZ Rigid Coupling Style 009N | Standard | 3675603
EXP61053 | M110 | CW-ARRAY | EXP61053C-1 |  | VIC FP COUPLING STYLE 009N (RIGID) | 65x65 | 76.1 | 1 | [10 empty] | BLACK | Victaulic-FP-FireLock EZ Rigid Coupling Style 009N | Standard | 3675605
EXP61053 | M110 | CW-ARRAY | EXP61053C-1 |  | VIC FP COUPLING STYLE 009N (RIGID) | 150x150 | 165.1 | 1 | [10 empty] | BLACK | Victaulic-FP-FireLock EZ Rigid Coupling Style 009N_Union | Standard | 3675608
EXP61053 | M110 | CW-ARRAY | EXP61053C-1 |  | VIC FP COUPLING STYLE 009N (RIGID) | 150x150 | 165.1 | 1 | [10 empty] | BLACK | Victaulic-FP-FireLock EZ Rigid Coupling Style 009N_Union | Standard | 3675609
EXP61053 | M110 | CW-ARRAY | EXP61053C-2 |  | BUTTWELD CAP END | 65 | 76.1 | 1 | [10 empty] | BLACK | Pipe Fitting - Butt-Welded Cap End | Standard | 3675628
EXP61053 | M110 | CW-ARRAY | EXP61053C-2 |  | THREADED-COUPLING CONCENTRIC REDUCING-Class 150 | 40x25 | 40.2/56.2 | 1 | 54 | [9 empty] | BLACK | Threaded - Coupling Concentric Reducing - MI - DN40-25 | Standard | 3675638
EXP61053 | M110 | CW-ARRAY | EXP61053C-2 |  | THREADED-COUPLING CONCENTRIC REDUCING-Class 150 | 40x25 | 40.2/56.2 | 1 | 54 | [9 empty] | BLACK | Threaded - Coupling Concentric Reducing - MI - DN40-25 | Standard | 3675641
EXP61053 | M110 | CW-ARRAY | EXP61053C-2 |  | BUTTWELD CAP END | 65 | 76.1 | 1 | [10 empty] | BLACK | Pipe Fitting - Butt-Welded Cap End | Standard | 3675642
EXP61053 | M110 | CW-ARRAY | EXP61053C-2 |  | VIC FP COUPLING STYLE 009N (RIGID) | 65x65 | 76.1 | 1 | [10 empty] | BLACK | Victaulic-FP-FireLock EZ Rigid Coupling Style 009N | Standard | 3675645
EXP61053 | M110 | CW-ARRAY | EXP61053C-2 |  | VIC FP COUPLING STYLE 009N (RIGID) | 65x65 | 76.1 | 1 | [10 empty] | BLACK | Victaulic-FP-FireLock EZ Rigid Coupling Style 009N | Standard | 3675647
EXP61053 | M110 | CW-ARRAY | EXP61053C-2 |  | THREADED-COUPLING CONCENTRIC REDUCING-Class 150 | 40x25 | 56.2/40.2 | 1 | 54 | [9 empty] | BLACK | Threaded - Coupling Concentric Reducing - MI - DN40-25 | Standard | 3675649
EXP61053 | M110 | CW-ARRAY | EXP61053C-2 |  | BUTTWELD CAP END | 65 | 76.1 | 1 | [10 empty] | BLACK | Pipe Fitting - Butt-Welded Cap End | Standard | 3675663
EXP61053 | M110 | CW-ARRAY | EXP61053C-2 |  | BUTTWELD CAP END | 65 | 76.1 | 1 | [10 empty] | BLACK | Pipe Fitting - Butt-Welded Cap End | Standard | 3675678
EXP61053 | M110 | CW-ARRAY | EXP61053C-2 |  | VIC FP COUPLING STYLE 009N (RIGID) | 65x65 | 76.1 | 1 | [10 empty] | BLACK | Victaulic-FP-FireLock EZ Rigid Coupling Style 009N | Standard | 3675681
EXP61053 | M110 | CW-ARRAY | EXP61053C-2 |  | VIC FP COUPLING STYLE 009N (RIGID) | 65x65 | 76.1 | 1 | [10 empty] | BLACK | Victaulic-FP-FireLock EZ Rigid Coupling Style 009N | Standard | 3675683
EXP61053 | M110 | CW-ARRAY | EXP61053C-2 |  | VIC FP COUPLING STYLE 009N (RIGID) | 150x150 | 165.1 | 1 | [10 empty] | BLACK | Victaulic-FP-FireLock EZ Rigid Coupling Style 009N_Union | Standard | 3675686
EXP61053 | M110 | CW-ARRAY | EXP61053C-2 |  | VIC FP COUPLING STYLE 009N (RIGID) | 150x150 | 165.1 | 1 | [10 empty] | BLACK | Victaulic-FP-FireLock EZ Rigid Coupling Style 009N_Union | Standard | 3675687
EXP61053 | M110 | CW-DISTRIBUTION | EXP61053C |  | VIC QUICKVIC COUPLING STYLE 177N (FLEX) | 150x150 | 165.1 | 1 | [10 empty] | BLACK | Victaulic-IPS-QuickVic Flexible Coupling Style 177_Union | Standard | 3675695
EXP61053 | M110 | CW-DISTRIBUTION | EXP61053C |  | VIC QUICKVIC COUPLING STYLE 177N (FLEX) | 150x150 | 165.1 | 1 | [10 empty] | BLACK | Victaulic-IPS-QuickVic Flexible Coupling Style 177_Union | Standard | 3675697
EXP61053 | M110 | CW-DISTRIBUTION | EXP61053C |  | VIC QUICKVIC COUPLING STYLE 177N (FLEX) | 150x150 | 165.1 | 1 | [10 empty] | BLACK | Victaulic-IPS-QuickVic Flexible Coupling Style 177_Union | Standard | 3675699
EXP61053 | M110 | CW-ARRAY | EXP61053C-2 |  | VIC FP COUPLING STYLE 009N (RIGID) | 150x150 | 165.1 | 1 | [10 empty] | BLACK | Victaulic-FP-FireLock EZ Rigid Coupling Style 009N | Standard | 3675711
EXP61053 | M110 | CW-ARRAY | EXP61053C-1 |  | VIC FP CAP No 006 | 150 | 165.1 | 1 | [10 empty] | BLACK | Victaulic-FP-Cap No 006 | Standard | 3675717
EXP61053 | M110 | CW-ARRAY | EXP61053C-2 |  | VIC FP CAP No 006 | 150 | 165.1 | 1 | [10 empty] | BLACK | Victaulic-FP-Cap No 006 | Standard | 3675718
EXP61053 | M110 | CW-ARRAY | EXP61053C-2 |  | VIC FP COUPLING STYLE 009N (RIGID) | 150x150 | 165.1 | 1 | [10 empty] | BLACK | Victaulic-FP-FireLock EZ Rigid Coupling Style 009N | Standard | 3675719
EXP61053 | M110 | CW-ARRAY | EXP61053C-1 |  | VIC FP COUPLING STYLE 009N (RIGID) | 150x150 | 165.1 | 1 | [10 empty] | BLACK | Victaulic-FP-FireLock EZ Rigid Coupling Style 009N | Standard | 3675720
EXP61053 | M110 | CW-DISTRIBUTION | EXP61053C |  | VIC FP TEE No 002 | 150x150x150 | 165.1 | 1 | [10 empty] | BLACK | Victaulic-FP-Tee No 002 | Standard | 3675721
EXP61053 | M110 | CW-ARRAY | EXP61053C-2 |  | VIC FP 90 DEG ELBOW No 001 | 150x150 | 165.1 | 1 | [10 empty] | BLACK | Victaulic-FP-Elbow No 001-003 | Standard | 3675722
EXP61053 | M110 | CW-DISTRIBUTION | EXP61053C |  | VIC FP 90 DEG ELBOW No 001 | 150x150 | 165.1 | 1 | [10 empty] | BLACK | Victaulic-FP-Elbow No 001-003 | Standard | 3675723
EXP61053 | M110 | CW-ARRAY | EXP61053C-1 |  | VIC FP 90 DEG ELBOW No 001 | 150x150 | 165.1 | 1 | [10 empty] | BLACK | Victaulic-FP-Elbow No 001-003 | Standard | 3675724
EXP61053 | M110 | CW-ARRAY | EXP61053D-1 |  | THREADED-COUPLING CONCENTRIC REDUCING-Class 150 | 40x25 | 40.2/56.2 | 1 | 54 | [9 empty] | BLACK | Threaded - Coupling Concentric Reducing - MI - DN40-25 | Standard | 3676016
EXP61053 | M110 | CW-ARRAY | EXP61053D-1 |  | THREADED-COUPLING CONCENTRIC REDUCING-Class 150 | 40x25 | 40.2/56.2 | 1 | 54 | [9 empty] | BLACK | Threaded - Coupling Concentric Reducing - MI - DN40-25 | Standard | 3676019
EXP61053 | M110 | CW-ARRAY | EXP61053D-1 |  | VIC FP COUPLING STYLE 009N (RIGID) | 65x65 | 76.1 | 1 | [10 empty] | BLACK | Victaulic-FP-FireLock EZ Rigid Coupling Style 009N | Standard | 3676023
EXP61053 | M110 | CW-ARRAY | EXP61053D-1 |  | VIC FP COUPLING STYLE 009N (RIGID) | 65x65 | 76.1 | 1 | [10 empty] | BLACK | Victaulic-FP-FireLock EZ Rigid Coupling Style 009N | Standard | 3676025
EXP61053 | M110 | CW-ARRAY | EXP61053D-1 |  | THREADED-COUPLING CONCENTRIC REDUCING-Class 150 | 40x25 | 56.2/40.2 | 1 | 54 | [9 empty] | BLACK | Threaded - Coupling Concentric Reducing - MI - DN40-25 | Standard | 3676027
EXP61053 | M110 | CW-ARRAY | EXP61053D-1 |  | VIC FP COUPLING STYLE 009N (RIGID) | 65x65 | 76.1 | 1 | [10 empty] | BLACK | Victaulic-FP-FireLock EZ Rigid Coupling Style 009N | Standard | 3676060
EXP61053 | M110 | CW-ARRAY | EXP61053D-1 |  | VIC FP COUPLING STYLE 009N (RIGID) | 65x65 | 76.1 | 1 | [10 empty] | BLACK | Victaulic-FP-FireLock EZ Rigid Coupling Style 009N | Standard | 3676062
EXP61053 | M110 | CW-ARRAY | EXP61053D-1 |  | VIC FP COUPLING STYLE 009N (RIGID) | 150x150 | 165.1 | 1 | [10 empty] | BLACK | Victaulic-FP-FireLock EZ Rigid Coupling Style 009N_Union | Standard | 3676065
EXP61053 | M110 | CW-ARRAY | EXP61053D-1 |  | VIC FP COUPLING STYLE 009N (RIGID) | 150x150 | 165.1 | 1 | [10 empty] | BLACK | Victaulic-FP-FireLock EZ Rigid Coupling Style 009N_Union | Standard | 3676066
EXP61053 | M110 | CW-ARRAY | EXP61053D-2 |  | BUTTWELD CAP END | 65 | 76.1 | 1 | [10 empty] | BLACK | Pipe Fitting - Butt-Welded Cap End | Standard | 3676085
EXP61053 | M110 | CW-ARRAY | EXP61053D-2 |  | THREADED-COUPLING CONCENTRIC REDUCING-Class 150 | 40x25 | 40.2/56.2 | 1 | 54 | [9 empty] | BLACK | Threaded - Coupling Concentric Reducing - MI - DN40-25 | Standard | 3676095
EXP61053 | M110 | CW-ARRAY | EXP61053D-2 |  | THREADED-COUPLING CONCENTRIC REDUCING-Class 150 | 40x25 | 40.2/56.2 | 1 | 54 | [9 empty] | BLACK | Threaded - Coupling Concentric Reducing - MI - DN40-25 | Standard | 3676098
EXP61053 | M110 | CW-ARRAY | EXP61053D-2 |  | BUTTWELD CAP END | 65 | 76.1 | 1 | [10 empty] | BLACK | Pipe Fitting - Butt-Welded Cap End | Standard | 3676099
EXP61053 | M110 | CW-ARRAY | EXP61053D-2 |  | VIC FP COUPLING STYLE 009N (RIGID) | 65x65 | 76.1 | 1 | [10 empty] | BLACK | Victaulic-FP-FireLock EZ Rigid Coupling Style 009N | Standard | 3676102
EXP61053 | M110 | CW-ARRAY | EXP61053D-2 |  | VIC FP COUPLING STYLE 009N (RIGID) | 65x65 | 76.1 | 1 | [10 empty] | BLACK | Victaulic-FP-FireLock EZ Rigid Coupling Style 009N | Standard | 3676104
EXP61053 | M110 | CW-ARRAY | EXP61053D-2 |  | THREADED-COUPLING CONCENTRIC REDUCING-Class 150 | 40x25 | 56.2/40.2 | 1 | 54 | [9 empty] | BLACK | Threaded - Coupling Concentric Reducing - MI - DN40-25 | Standard | 3676106
EXP61053 | M110 | CW-ARRAY | EXP61053D-2 |  | BUTTWELD CAP END | 65 | 76.1 | 1 | [10 empty] | BLACK | Pipe Fitting - Butt-Welded Cap End | Standard | 3676120
EXP61053 | M110 | CW-ARRAY | EXP61053D-2 |  | BUTTWELD CAP END | 65 | 76.1 | 1 | [10 empty] | BLACK | Pipe Fitting - Butt-Welded Cap End | Standard | 3676135
EXP61053 | M110 | CW-ARRAY | EXP61053D-2 |  | VIC FP COUPLING STYLE 009N (RIGID) | 65x65 | 76.1 | 1 | [10 empty] | BLACK | Victaulic-FP-FireLock EZ Rigid Coupling Style 009N | Standard | 3676138
EXP61053 | M110 | CW-ARRAY | EXP61053D-2 |  | VIC FP COUPLING STYLE 009N (RIGID) | 65x65 | 76.1 | 1 | [10 empty] | BLACK | Victaulic-FP-FireLock EZ Rigid Coupling Style 009N | Standard | 3676140
EXP61053 | M110 | CW-ARRAY | EXP61053D-2 |  | VIC FP COUPLING STYLE 009N (RIGID) | 150x150 | 165.1 | 1 | [10 empty] | BLACK | Victaulic-FP-FireLock EZ Rigid Coupling Style 009N_Union | Standard | 3676143
EXP61053 | M110 | CW-ARRAY | EXP61053D-2 |  | VIC FP COUPLING STYLE 009N (RIGID) | 150x150 | 165.1 | 1 | [10 empty] | BLACK | Victaulic-FP-FireLock EZ Rigid Coupling Style 009N_Union | Standard | 3676144
EXP61053 | M110 | CW-DISTRIBUTION | EXP61053D |  | VIC QUICKVIC COUPLING STYLE 177N (FLEX) | 150x150 | 165.1 | 1 | [10 empty] | BLACK | Victaulic-IPS-QuickVic Flexible Coupling Style 177_Union | Standard | 3676152
EXP61053 | M110 | CW-DISTRIBUTION | EXP61053D |  | VIC QUICKVIC COUPLING STYLE 177N (FLEX) | 150x150 | 165.1 | 1 | [10 empty] | BLACK | Victaulic-IPS-QuickVic Flexible Coupling Style 177_Union | Standard | 3676154
EXP61053 | M110 | CW-ARRAY | EXP61053D-2 |  | VIC FP COUPLING STYLE 009N (RIGID) | 150x150 | 165.1 | 1 | [10 empty] | BLACK | Victaulic-FP-FireLock EZ Rigid Coupling Style 009N | Standard | 3676168
EXP61053 | M110 | CW-ARRAY | EXP61053D-1 |  | VIC FP CAP No 006 | 150 | 165.1 | 1 | [10 empty] | BLACK | Victaulic-FP-Cap No 006 | Standard | 3676174
EXP61053 | M110 | CW-ARRAY | EXP61053D-2 |  | VIC FP CAP No 006 | 150 | 165.1 | 1 | [10 empty] | BLACK | Victaulic-FP-Cap No 006 | Standard | 3676175
EXP61053 | M110 | CW-ARRAY | EXP61053D-2 |  | VIC FP COUPLING STYLE 009N (RIGID) | 150x150 | 165.1 | 1 | [10 empty] | BLACK | Victaulic-FP-FireLock EZ Rigid Coupling Style 009N | Standard | 3676176
EXP61053 | M110 | CW-ARRAY | EXP61053D-2 |  | VIC FP 90 DEG ELBOW No 001 | 150x150 | 165.1 | 1 | [10 empty] | BLACK | Victaulic-FP-Elbow No 001-003 | Standard | 3676179
EXP61053 | M110 | CW-DISTRIBUTION | EXP61053D |  | VIC FP 90 DEG ELBOW No 001 | 150x150 | 165.1 | 1 | [10 empty] | BLACK | Victaulic-FP-Elbow No 001-003 | Standard | 3676180
EXP61053 | M110 | CW-DISTRIBUTION | EXP61053B |  | VIC QUICKVIC COUPLING STYLE 177N (FLEX) | 150x150 | 165.1 | 1 | [10 empty] | BLACK | Victaulic-IPS-QuickVic Flexible Coupling Style 177_Union | Standard | 3692715
EXP61053 | M110 | CW-DISTRIBUTION | EXP61053B |  | VIC QUICKVIC COUPLING STYLE 177N (FLEX) | 150x150 | 165.1 | 1 | [10 empty] | BLACK | Victaulic-IPS-QuickVic Flexible Coupling Style 177_Union | Standard | 3692717
EXP61053 | M110 | CW-DISTRIBUTION | EXP61053B |  | VIC QUICKVIC COUPLING STYLE 177N (FLEX) | 150x150 | 165.1 | 1 | [10 empty] | BLACK | Victaulic-IPS-QuickVic Flexible Coupling Style 177_Union | Standard | 3692719
EXP61053 | M110 | CW-DISTRIBUTION | EXP61053B |  | VIC QUICKVIC COUPLING STYLE 177N (FLEX) | 150x150 | 165.1 | 1 | [10 empty] | BLACK | Victaulic-IPS-QuickVic Flexible Coupling Style 177_Union | Standard | 3692762
EXP61053 | M110 | CW-DISTRIBUTION | EXP61053B |  | VIC QUICKVIC COUPLING STYLE 177N (FLEX) | 150x150 | 165.1 | 1 | [10 empty] | BLACK | Victaulic-IPS-QuickVic Flexible Coupling Style 177_Union | Standard | 3692764
EXP61053 | M110 | CW-DISTRIBUTION | EXP61053B |  | VIC QUICKVIC COUPLING STYLE 177N (FLEX) | 150x150 | 165.1 | 1 | [10 empty] | BLACK | Victaulic-IPS-QuickVic Flexible Coupling Style 177_Union | Standard | 3692766
EXP61053 | M110 | CW-DISTRIBUTION | EXP61053C |  | VIC QUICKVIC COUPLING STYLE 177N (FLEX) | 150x150 | 165.1 | 1 | [10 empty] | BLACK | Victaulic-IPS-QuickVic Flexible Coupling Style 177_Union | Standard | 3693859
EXP61053 | M110 | CW-DISTRIBUTION | EXP61053C |  | VIC QUICKVIC COUPLING STYLE 177N (FLEX) | 150x150 | 165.1 | 1 | [10 empty] | BLACK | Victaulic-IPS-QuickVic Flexible Coupling Style 177_Union | Standard | 3693861
EXP61053 | M110 | CW-DISTRIBUTION | EXP61053C |  | VIC QUICKVIC COUPLING STYLE 177N (FLEX) | 150x150 | 165.1 | 1 | [10 empty] | BLACK | Victaulic-IPS-QuickVic Flexible Coupling Style 177_Union | Standard | 3693863
EXP61053 | M110 | CW-DISTRIBUTION | EXP61053B |  | VIC QUICKVIC COUPLING STYLE 177N (FLEX) | 150x150 | 165.1 | 1 | [10 empty] | BLACK | Victaulic-IPS-QuickVic Flexible Coupling Style 177_Union | Standard | 3708800
EXP61053 | M110 | CW-DISTRIBUTION | EXP61053D |  | VIC QUICKVIC COUPLING STYLE 177N (FLEX) | 150x150 | 165.1 | 1 | [10 empty] | BLACK | Victaulic-IPS-QuickVic Flexible Coupling Style 177_Union | Standard | 3722899
EXP61053 | M110 | CW-DISTRIBUTION | EXP61053C |  | VIC QUICKVIC COUPLING STYLE 177N (FLEX) | 150x150 | 165.1 | 1 | [10 empty] | BLACK | Victaulic-IPS-QuickVic Flexible Coupling Style 177_Union | Standard | 3722952
EXP61053 | M110 | CW-DISTRIBUTION | EXP61053C |  | VIC QUICKVIC COUPLING STYLE 177N (FLEX) | 150x150 | 165.1 | 1 | [10 empty] | BLACK | Victaulic-IPS-QuickVic Flexible Coupling Style 177_Union | Standard | 3722963
EXP61053 | M110 | CW-DISTRIBUTION | EXP61053B |  | VIC QUICKVIC COUPLING STYLE 177N (FLEX) | 150x150 | 165.1 | 1 | [10 empty] | BLACK | Victaulic-IPS-QuickVic Flexible Coupling Style 177_Union | Standard | 3723023
EXP61053 | M110 | CW-DISTRIBUTION | EXP61053C |  | VIC QUICKVIC COUPLING STYLE 177N (FLEX) | 150x150 | 165.1 | 1 | [10 empty] | BLACK | Victaulic-IPS-QuickVic Flexible Coupling Style 177_Union | Standard | 3723027
EXP61053 | M110 | CW-DISTRIBUTION | EXP61053C |  | VIC QUICKVIC COUPLING STYLE 177N (FLEX) | 150x150 | 165.1 | 1 | [10 empty] | BLACK | Victaulic-IPS-QuickVic Flexible Coupling Style 177_Union | Standard | 3723031
EXP61053 | M110 | CW-DISTRIBUTION | EXP61053A |  | VIC QUICKVIC COUPLING STYLE 177N (FLEX) | 150x150 | 165.1 | 1 | [10 empty] | BLACK | Victaulic-IPS-QuickVic Flexible Coupling Style 177_Union | Standard | 3729649
EXP61053 | M110 | CW-DISTRIBUTION | EXP61053A |  | VIC QUICKVIC COUPLING STYLE 177N (FLEX) | 150x150 | 165.1 | 1 | [10 empty] | BLACK | Victaulic-IPS-QuickVic Flexible Coupling Style 177_Union | Standard | 3729660
EXP61053 | M110 | CW-DISTRIBUTION | EXP61053A |  | VIC QUICKVIC COUPLING STYLE 177N (FLEX) | 150x150 | 165.1 | 1 | [10 empty] | BLACK | Victaulic-IPS-QuickVic Flexible Coupling Style 177_Union | Standard | 3729670
EXP61053 | M110 | CW-DISTRIBUTION | EXP61053A |  | VIC QUICKVIC COUPLING STYLE 177N (FLEX) | 150x150 | 165.1 | 1 | [10 empty] | BLACK | Victaulic-IPS-QuickVic Flexible Coupling Style 177_Union | Standard | 3729689
EXP61053 | M110 | CW-DISTRIBUTION | EXP61053A |  | VIC QUICKVIC COUPLING STYLE 177N (FLEX) | 150x150 | 165.1 | 1 | [10 empty] | BLACK | Victaulic-IPS-QuickVic Flexible Coupling Style 177_Union | Standard | 3731060
EXP61053 | M110 | CW-DISTRIBUTION | EXP61053A |  | VIC QUICKVIC COUPLING STYLE 177N (FLEX) | 150x150 | 165.1 | 1 | [10 empty] | BLACK | Victaulic-IPS-QuickVic Flexible Coupling Style 177_Union | Standard | 3731064
EXP61053 | M110 | CW-DISTRIBUTION | EXP61053A |  | VIC QUICKVIC COUPLING STYLE 177N (FLEX) | 150x150 | 165.1 | 1 | [10 empty] | BLACK | Victaulic-IPS-QuickVic Flexible Coupling Style 177_Union | Standard | 3731068
EXP61053 | M110 | CW-DISTRIBUTION | EXP61053A |  | VIC QUICKVIC COUPLING STYLE 177N (FLEX) | 150x150 | 165.1 | 1 | [10 empty] | BLACK | Victaulic-IPS-QuickVic Flexible Coupling Style 177_Union | Standard | 3731072
EXP61053 | M110 | CW-DISTRIBUTION | EXP61053A |  | VIC QUICKVIC COUPLING STYLE 177N (FLEX) | 150x150 | 165.1 | 1 | [10 empty] | BLACK | Victaulic-IPS-QuickVic Flexible Coupling Style 177_Union | Standard | 3731095
EXP61053 | M110 | CW-DISTRIBUTION | EXP61053A |  | VIC QUICKVIC COUPLING STYLE 177N (FLEX) | 150x150 | 165.1 | 1 | [10 empty] | BLACK | Victaulic-IPS-QuickVic Flexible Coupling Style 177_Union | Standard | 3731099
EXP61053 | M110 | CW-DISTRIBUTION | EXP61053A |  | VIC QUICKVIC COUPLING STYLE 177N (FLEX) | 150x150 | 165.1 | 1 | [10 empty] | BLACK | Victaulic-IPS-QuickVic Flexible Coupling Style 177_Union | Standard | 3731103
EXP61053 | M110 | CW-DISTRIBUTION | EXP61053A |  | VIC QUICKVIC COUPLING STYLE 177N (FLEX) | 150x150 | 165.1 | 1 | [10 empty] | BLACK | Victaulic-IPS-QuickVic Flexible Coupling Style 177_Union | Standard | 3731107
EXP61053 | M110 | CW-DISTRIBUTION | EXP61053A |  | VIC QUICKVIC COUPLING STYLE 177N (FLEX) | 150x150 | 165.1 | 1 | [10 empty] | BLACK | Victaulic-IPS-QuickVic Flexible Coupling Style 177_Union | Standard | 3731126
EXP61053 | M110 | CW-DISTRIBUTION | EXP61053A |  | VIC QUICKVIC COUPLING STYLE 177N (FLEX) | 150x150 | 165.1 | 1 | [10 empty] | BLACK | Victaulic-IPS-QuickVic Flexible Coupling Style 177_Union | Standard | 3731130
EXP61053 | M110 | CW-DISTRIBUTION | EXP61053A |  | VIC QUICKVIC COUPLING STYLE 177N (FLEX) | 150x150 | 165.1 | 1 | [10 empty] | BLACK | Victaulic-IPS-QuickVic Flexible Coupling Style 177_Union | Standard | 3731134
EXP61053 | M110 | CW-DISTRIBUTION | EXP61053A |  | VIC QUICKVIC COUPLING STYLE 177N (FLEX) | 150x150 | 165.1 | 1 | [10 empty] | BLACK | Victaulic-IPS-QuickVic Flexible Coupling Style 177_Union | Standard | 3731138
EXP61053 | M110 | CW-DISTRIBUTION | EXP61053A |  | VIC QUICKVIC COUPLING STYLE 177N (FLEX) | 150x150 | 165.1 | 1 | [10 empty] | BLACK | Victaulic-IPS-QuickVic Flexible Coupling Style 177_Union | Standard | 3731919
EXP61053 | M110 | CW-DISTRIBUTION | EXP61053B |  | VIC QUICKVIC COUPLING STYLE 177N (FLEX) | 150x150 | 165.1 | 1 | [10 empty] | BLACK | Victaulic-IPS-QuickVic Flexible Coupling Style 177_Union | Standard | 3732111
EXP61053 | M110 | CW-DISTRIBUTION | EXP61053B |  | VIC QUICKVIC COUPLING STYLE 177N (FLEX) | 150x150 | 165.1 | 1 | [10 empty] | BLACK | Victaulic-IPS-QuickVic Flexible Coupling Style 177_Union | Standard | 3732157
EXP61053 | M110 | CW-DISTRIBUTION | EXP61053A |  | VIC QUICKVIC COUPLING STYLE 177N (FLEX) | 150x150 | 165.1 | 1 | [10 empty] | BLACK | Victaulic-IPS-QuickVic Flexible Coupling Style 177_Union | Standard | 3732617
EXP61053 | M110 | CW-DISTRIBUTION | EXP61053B |  | VIC QUICKVIC COUPLING STYLE 177N (FLEX) | 150x150 | 165.1 | 1 | [10 empty] | BLACK | Victaulic-IPS-QuickVic Flexible Coupling Style 177_Union | Standard | 3732621
EXP61053 | M110 | CW-DISTRIBUTION | EXP61053B |  | VIC QUICKVIC COUPLING STYLE 177N (FLEX) | 150x150 | 165.1 | 1 | [10 empty] | BLACK | Victaulic-IPS-QuickVic Flexible Coupling Style 177_Union | Standard | 3732625
EXP61053 | M110 | CW-DISTRIBUTION | EXP61053A |  | VIC QUICKVIC COUPLING STYLE 177N (FLEX) | 150x150 | 165.1 | 1 | [10 empty] | BLACK | Victaulic-IPS-QuickVic Flexible Coupling Style 177_Union | Standard | 3732644
EXP61053 | M110 | CW-DISTRIBUTION | EXP61053B |  | VIC QUICKVIC COUPLING STYLE 177N (FLEX) | 150x150 | 165.1 | 1 | [10 empty] | BLACK | Victaulic-IPS-QuickVic Flexible Coupling Style 177_Union | Standard | 3732648
EXP61053 | M110 | CW-DISTRIBUTION | EXP61053B |  | VIC QUICKVIC COUPLING STYLE 177N (FLEX) | 150x150 | 165.1 | 1 | [10 empty] | BLACK | Victaulic-IPS-QuickVic Flexible Coupling Style 177_Union | Standard | 3732652
EXP61053 | M110-M111 | CP-INTERNAL | EXP61053 |  | VIC FP 90 DEG ELBOW No 001 | 150x150 | 165.1 | 1 | [10 empty] | GAL | Victaulic-FP-Elbow No 001-003 | Standard | 7099417
EXP61053 | M110-M111 | CP-INTERNAL | EXP61053 |  | VIC FP 90 DEG ELBOW No 001 | 150x150 | 165.1 | 1 | [10 empty] | GAL | Victaulic-FP-Elbow No 001-003 | Standard | 7099419
EXP61053 | M110-M111 | CP-INTERNAL | EXP61053 |  | VIC FP COUPLING STYLE 009N (RIGID) | 150x150 | 165.1 | 1 | [10 empty] | GAL | Victaulic-FP-FireLock EZ Rigid Coupling Style 009N_Union | Standard | 7099421
EXP61053 | M110-M111 | CP-INTERNAL | EXP61053 |  | VIC FP COUPLING STYLE 009N (RIGID) | 150x150 | 165.1 | 1 | [10 empty] | GAL | Victaulic-FP-FireLock EZ Rigid Coupling Style 009N_Union | Standard | 7099425
EXP61053 | M110-M111 | CP-INTERNAL | EXP61053 |  | VIC FP COUPLING STYLE 009N (RIGID) | 150x150 | 165.1 | 1 | [10 empty] | GAL | Victaulic-FP-FireLock EZ Rigid Coupling Style 009N_Union | Standard | 7099427
EXP61053 | M110-M111 | CP-INTERNAL | EXP61053 |  | VIC FP 90 DEG ELBOW No 001 | 150x150 | 165.1 | 1 | [10 empty] | GAL | Victaulic-FP-Elbow No 001-003 | Standard | 7099429
EXP61053 | M110-M111 | CP-INTERNAL | EXP61053 |  | VIC FP COUPLING STYLE 009N (RIGID) | 150x150 | 165.1 | 1 | [10 empty] | GAL | Victaulic-FP-FireLock EZ Rigid Coupling Style 009N_Union | Standard | 7099431
EXP61053 | M110-M111 | CP-INTERNAL | EXP61053 |  | VIC FP 90 DEG ELBOW No 001 | 150x150 | 165.1 | 1 | [10 empty] | GAL | Victaulic-FP-Elbow No 001-003 | Standard | 7099435
EXP61053 | M110-M111 | CP-INTERNAL | EXP61053 |  | VIC FP COUPLING STYLE 009N (RIGID) | 150x150 | 165.1 | 1 | [10 empty] | GAL | Victaulic-FP-FireLock EZ Rigid Coupling Style 009N_Union | Standard | 7099439
EXP61053 | M110-M111 | CP-INTERNAL | EXP61053 |  | VIC FP COUPLING STYLE 009N (RIGID) | 150x150 | 165.1 | 1 | [10 empty] | GAL | Victaulic-FP-FireLock EZ Rigid Coupling Style 009N_Union | Standard | 7099443
EXP61053 | M110-M111 | CP-INTERNAL | EXP61053 |  | VIC FP 90 DEG ELBOW No 001 | 150x150 | 165.1 | 1 | [10 empty] | GAL | Victaulic-FP-Elbow No 001-003 | Standard | 7099445
EXP61053 | M110-M111 | CP-INTERNAL | EXP61053 |  | VIC FP COUPLING STYLE 009N (RIGID) | 150x150 | 165.1 | 1 | [10 empty] | GAL | Victaulic-FP-FireLock EZ Rigid Coupling Style 009N_Union | Standard | 7099447
EXP61053 | M110-M111 | CP-INTERNAL | EXP61053 |  | VIC FP 45 DEG ELBOW No 003 | 150x150 | 165.1 | 1 | [10 empty] | GAL | Victaulic-FP-Elbow No 001-003 | Standard | 7099451
EXP61053 | M110-M111 | CP-INTERNAL | EXP61053 |  | VIC FP 90 DEG ELBOW No 001 | 150x150 | 165.1 | 1 | [10 empty] | GAL | Victaulic-FP-Elbow No 001-003 | Standard | 7099468
EXP61053 | M110-M111 | CP-INTERNAL | EXP61053 |  | VIC FP COUPLING STYLE 009N (RIGID) | 150x150 | 165.1 | 1 | [10 empty] | GAL | Victaulic-FP-FireLock EZ Rigid Coupling Style 009N_Union | Standard | 7099472
EXP61053 | M110-M111 | CP-INTERNAL | EXP61053 |  | VIC FP COUPLING STYLE 009N (RIGID) | 150x150 | 165.1 | 1 | [10 empty] | GAL | Victaulic-FP-FireLock EZ Rigid Coupling Style 009N_Union | Standard | 7099476
EXP61053 | M110-M111 | CP-INTERNAL | EXP61053 |  | VIC FP COUPLING STYLE 009N (RIGID) | 150x150 | 165.1 | 1 | [10 empty] | GAL | Victaulic-FP-FireLock EZ Rigid Coupling Style 009N_Union | Standard | 7099478
EXP61053 | M110-M111 | CP-INTERNAL | EXP61053 |  | VIC FP COUPLING STYLE 009N (RIGID) | 150x150 | 165.1 | 1 | [10 empty] | GAL | Victaulic-FP-FireLock EZ Rigid Coupling Style 009N_Union | Standard | 7099480
EXP61053 | M110-M111 | CP-INTERNAL | EXP61053 |  | VIC FP COUPLING STYLE 009N (RIGID) | 150x150 | 165.1 | 1 | [10 empty] | GAL | Victaulic-FP-FireLock EZ Rigid Coupling Style 009N_Union | Standard | 7099482
EXP61053 | M110-M111 | CP-INTERNAL | EXP61053 |  | VIC FP 90 DEG ELBOW No 001 | 150x150 | 165.1 | 1 | [10 empty] | GAL | Victaulic-FP-Elbow No 001-003 | Standard | 7099486
EXP61053 | M110-M111 | CP-INTERNAL | EXP61053 |  | VIC FP 90 DEG ELBOW No 001 | 150x150 | 165.1 | 1 | [10 empty] | GAL | Victaulic-FP-Elbow No 001-003 | Standard | 7099488
EXP61053 | M110-M111 | CP-INTERNAL | EXP61053 |  | VIC FP COUPLING STYLE 009N (RIGID) | 150x150 | 165.1 | 1 | [10 empty] | GAL | Victaulic-FP-FireLock EZ Rigid Coupling Style 009N_Union | Standard | 7099490
EXP61053 | M110-M111 | CP-INTERNAL | EXP61053 |  | VIC FP COUPLING STYLE 009N (RIGID) | 150x150 | 165.1 | 1 | [10 empty] | GAL | Victaulic-FP-FireLock EZ Rigid Coupling Style 009N_Union | Standard | 7099492
EXP61053 | M110-M111 | CP-INTERNAL | EXP61053 |  | VIC FP COUPLING STYLE 009N (RIGID) | 150x150 | 165.1 | 1 | [10 empty] | GAL | Victaulic-FP-FireLock EZ Rigid Coupling Style 009N_Union | Standard | 7099494
EXP61053 | M110-M111 | CP-INTERNAL | EXP61053 |  | VIC FP COUPLING STYLE 009N (RIGID) | 150x150 | 165.1 | 1 | [10 empty] | GAL | Victaulic-FP-FireLock EZ Rigid Coupling Style 009N_Union | Standard | 7099498
EXP61053 | M110-M111 | CP-INTERNAL | EXP61053 |  | VIC FP COUPLING STYLE 009N (RIGID) | 150x150 | 165.1 | 1 | [10 empty] | GAL | Victaulic-FP-FireLock EZ Rigid Coupling Style 009N_Union | Standard | 7099500
EXP61053 | M110-M111 | CP-INTERNAL | EXP61053 |  | VIC FP 90 DEG ELBOW No 001 | 150x150 | 165.1 | 1 | [10 empty] | GAL | Victaulic-FP-Elbow No 001-003 | Standard | 7099507
EXP61053 | M110-M111 | CP-INTERNAL | EXP61053 |  | VIC FP 90 DEG ELBOW No 001 | 150x150 | 165.1 | 1 | [10 empty] | GAL | Victaulic-FP-Elbow No 001-003 | Standard | 7099509
EXP61053 | M110-M111 | CP-INTERNAL | EXP61053 |  | VIC FP COUPLING STYLE 009N (RIGID) | 150x150 | 165.1 | 1 | [10 empty] | GAL | Victaulic-FP-FireLock EZ Rigid Coupling Style 009N_Union | Standard | 7099511
EXP61053 | M110-M111 | CP-INTERNAL | EXP61053 |  | VIC FP COUPLING STYLE 009N (RIGID) | 150x150 | 165.1 | 1 | [10 empty] | GAL | Victaulic-FP-FireLock EZ Rigid Coupling Style 009N_Union | Standard | 7099515
EXP61053 | M110-M111 | CP-INTERNAL | EXP61053 |  | VIC FP COUPLING STYLE 009N (RIGID) | 150x150 | 165.1 | 1 | [10 empty] | GAL | Victaulic-FP-FireLock EZ Rigid Coupling Style 009N_Union | Standard | 7099517
EXP61053 | M110-M111 | CP-INTERNAL | EXP61053 |  | VIC FP 90 DEG ELBOW No 001 | 150x150 | 165.1 | 1 | [10 empty] | GAL | Victaulic-FP-Elbow No 001-003 | Standard | 7099519
EXP61053 | M110-M111 | CP-INTERNAL | EXP61053 |  | VIC FP COUPLING STYLE 009N (RIGID) | 150x150 | 165.1 | 1 | [10 empty] | GAL | Victaulic-FP-FireLock EZ Rigid Coupling Style 009N_Union | Standard | 7099521
EXP61053 | M110-M111 | CP-INTERNAL | EXP61053 |  | VIC FP 90 DEG ELBOW No 001 | 150x150 | 165.1 | 1 | [10 empty] | GAL | Victaulic-FP-Elbow No 001-003 | Standard | 7099523
EXP61053 | M110-M111 | CP-INTERNAL | EXP61053 |  | VIC FP COUPLING STYLE 009N (RIGID) | 150x150 | 165.1 | 1 | [10 empty] | GAL | Victaulic-FP-FireLock EZ Rigid Coupling Style 009N_Union | Standard | 7099527
EXP61053 | M110-M111 | CP-INTERNAL | EXP61053 |  | VIC FP COUPLING STYLE 009N (RIGID) | 150x150 | 165.1 | 1 | [10 empty] | GAL | Victaulic-FP-FireLock EZ Rigid Coupling Style 009N_Union | Standard | 7099531
EXP61053 | M110-M111 | CP-INTERNAL | EXP61053 |  | VIC FP 90 DEG ELBOW No 001 | 150x150 | 165.1 | 1 | [10 empty] | GAL | Victaulic-FP-Elbow No 001-003 | Standard | 7099533
EXP61053 | M110-M111 | CP-INTERNAL | EXP61053 |  | VIC FP COUPLING STYLE 009N (RIGID) | 150x150 | 165.1 | 1 | [10 empty] | GAL | Victaulic-FP-FireLock EZ Rigid Coupling Style 009N_Union | Standard | 7099535
EXP61053 | M110-M111 | CP-INTERNAL | EXP61053 |  | VIC FP 45 DEG ELBOW No 003 | 150x150 | 165.1 | 1 | [10 empty] | GAL | Victaulic-FP-Elbow No 001-003 | Standard | 7099537
EXP61053 | M110 | CW-DISTRIBUTION | EXP61053A |  | VIC QUICKVIC COUPLING STYLE 177N (FLEX) | 150x150 | 165.1 | 1 | [10 empty] | BLACK | Victaulic-IPS-QuickVic Flexible Coupling Style 177_Union | Standard | 7140554
EXP61053 | M110 | CW-DISTRIBUTION | EXP61053A |  | VIC FP 90 DEG ELBOW No 001 | 150x150 | 165.1 | 1 | [10 empty] | BLACK | Victaulic-FP-Elbow No 001-003 | Standard | 7140710
EXP61053 | M110 | CW-DISTRIBUTION | EXP61053A |  | VIC FP 90 DEG ELBOW No 001 | 150x150 | 165.1 | 1 | [10 empty] | BLACK | Victaulic-FP-Elbow No 001-003 | Standard | 7141146
EXP61053 | M110 | CW-DISTRIBUTION | EXP61053A |  | VIC FP 90 DEG ELBOW No 001 | 150x150 | 165.1 | 1 | [10 empty] | BLACK | Victaulic-FP-Elbow No 001-003 | Standard | 7141169
EXP61053 | M110 | CW-DISTRIBUTION | EXP61053A |  | VIC FP 90 DEG ELBOW No 001 | 150x150 | 165.1 | 1 | [10 empty] | BLACK | Victaulic-FP-Elbow No 001-003 | Standard | 7141192
EXP61053 | M110 | CW-DISTRIBUTION | EXP61053A |  | VIC QUICKVIC COUPLING STYLE 177N (FLEX) | 150x150 | 165.1 | 1 | [10 empty] | BLACK | Victaulic-IPS-QuickVic Flexible Coupling Style 177_Union | Standard | 7141215
EXP61053 | M110 | CW-DISTRIBUTION | EXP61053A |  | VIC QUICKVIC COUPLING STYLE 177N (FLEX) | 150x150 | 165.1 | 1 | [10 empty] | BLACK | Victaulic-IPS-QuickVic Flexible Coupling Style 177_Union | Standard | 7141233
EXP61053 | M110 | CW-DISTRIBUTION | EXP61053A |  | VIC QUICKVIC COUPLING STYLE 177N (FLEX) | 150x150 | 165.1 | 1 | [10 empty] | BLACK | Victaulic-IPS-QuickVic Flexible Coupling Style 177_Union | Standard | 7141249
EXP61053 | M111 | CW-DISTRIBUTION | EXP61153A |  | VIC QUICKVIC COUPLING STYLE 177N (FLEX) | 150x150 | 165.1 | 1 | [10 empty] | BLACK | Victaulic-IPS-QuickVic Flexible Coupling Style 177_Union | Standard | 7456115
EXP61053 | M111 | CW-DISTRIBUTION | EXP61153A |  | VIC QUICKVIC COUPLING STYLE 177N (FLEX) | 150x150 | 165.1 | 1 | [10 empty] | BLACK | Victaulic-IPS-QuickVic Flexible Coupling Style 177_Union | Standard | 7456123
EXP61053 | M111 | CW-DISTRIBUTION | EXP61153A |  | VIC FP 45 DEG ELBOW No 003 | 150x150 | 165.1 | 1 | [10 empty] | BLACK | Victaulic-FP-Elbow No 001-003 | Standard | 7456125
EXP61053 | M110-M111 | CP-INTERNAL | EXP61053 |  | VIC FP 45 DEG ELBOW No 003 | 150x150 | 165.1 | 1 | [10 empty] | GAL | Victaulic-FP-Elbow No 001-003 | Standard | 7944417
EXP61053 | M110-M111 | CP-INTERNAL | EXP61053 |  | VIC FP 45 DEG ELBOW No 003 | 150x150 | 165.1 | 1 | [10 empty] | GAL | Victaulic-FP-Elbow No 001-003 | Standard | 7944419
EXP61053 | M110-M111 | CP-INTERNAL | EXP61053 |  | VIC FP COUPLING STYLE 009N (RIGID) | 150x150 | 165.1 | 1 | [10 empty] | GAL | Victaulic-FP-FireLock EZ Rigid Coupling Style 009N_Union | Standard | 7944455
EXP61053 | M110-M111 | CP-INTERNAL | EXP61053 |  | VIC FP COUPLING STYLE 009N (RIGID) | 150x150 | 165.1 | 1 | [10 empty] | GAL | Victaulic-FP-FireLock EZ Rigid Coupling Style 009N_Union | Standard | 7944491
EXP61053 | M110-M111 | CP-INTERNAL | EXP61053 |  | VIC FP COUPLING STYLE 009N (RIGID) | 150x150 | 165.1 | 1 | [10 empty] | GAL | Victaulic-FP-FireLock EZ Rigid Coupling Style 009N_Union | Standard | 7944509
EXP61053 | M110-M111 | CP-INTERNAL | EXP61053 |  | VIC FP COUPLING STYLE 009N (RIGID) | 150x150 | 165.1 | 1 | [10 empty] | GAL | Victaulic-FP-FireLock EZ Rigid Coupling Style 009N_Union | Standard | 7944535
EXP61053 | M110-M111 | CP-INTERNAL | EXP61053 |  | VIC FP COUPLING STYLE 009N (RIGID) | 150x150 | 165.1 | 1 | [10 empty] | GAL | Victaulic-FP-FireLock EZ Rigid Coupling Style 009N_Union | Standard | 7944543
EXP61053 | M110 | CW-DISTRIBUTION | EXP61053A |  | VIC FP 45 DEG ELBOW No 003 | 150x150 | 165.1 | 1 | [10 empty] | BLACK | Victaulic-FP-Elbow No 001-003 | Standard | 7945284
EXP61053 | M110 | CW-DISTRIBUTION | EXP61053A |  | VIC QUICKVIC COUPLING STYLE 177N (FLEX) | 150x150 | 165.1 | 1 | [10 empty] | BLACK | Victaulic-IPS-QuickVic Flexible Coupling Style 177_Union | Standard | 7945395
EXP61053 | M110 | CW-DISTRIBUTION | EXP61053A |  | VIC QUICKVIC COUPLING STYLE 177N (FLEX) | 150x150 | 165.1 | 1 | [10 empty] | BLACK | Victaulic-IPS-QuickVic Flexible Coupling Style 177_Union | Standard | 7945435
EXP61053 | M110 | CP-EXTERNAL | EXP61053 |  | VIC FP 45 DEG ELBOW No 003 | 150x150 | 165.1 | 1 | [10 empty] | BLACK | Victaulic-FP-Elbow No 001-003 | Standard | 7945533
EXP61053 | M110 | CP-EXTERNAL | EXP61053 |  | VIC QUICKVIC COUPLING STYLE 177N (FLEX) | 150x150 | 165.1 | 1 | [10 empty] | BLACK | Victaulic-IPS-QuickVic Flexible Coupling Style 177_Union | Standard | 7945611
EXP61053 | M110 | CW-DISTRIBUTION | EXP61053A |  | VIC FP 45 DEG ELBOW No 003 | 150x150 | 165.1 | 1 | [10 empty] | BLACK | Victaulic-FP-Elbow No 001-003 | Standard | 7945629
EXP61053 | M110 | CW-DISTRIBUTION | EXP61053A |  | VIC QUICKVIC COUPLING STYLE 177N (FLEX) | 150x150 | 165.1 | 1 | [10 empty] | BLACK | Victaulic-IPS-QuickVic Flexible Coupling Style 177_Union | Standard | 7945635
EXP61053 | M110 | CP-EXTERNAL | EXP61053 |  | VIC FP 45 DEG ELBOW No 003 | 150x150 | 165.1 | 1 | [10 empty] | BLACK | Victaulic-FP-Elbow No 001-003 | Standard | 7945637
EXP61053 | M110 | CP-EXTERNAL | EXP61053 |  | VIC QUICKVIC COUPLING STYLE 177N (FLEX) | 150x150 | 165.1 | 1 | [10 empty] | BLACK | Victaulic-IPS-QuickVic Flexible Coupling Style 177_Union | Standard | 7945641
EXP61053 | M110 | CW-DISTRIBUTION | EXP61053A |  | VIC FP 45 DEG ELBOW No 003 | 150x150 | 165.1 | 1 | [10 empty] | BLACK | Victaulic-FP-Elbow No 001-003 | Standard | 7945677
EXP61053 | M110 | CW-DISTRIBUTION | EXP61053A |  | VIC QUICKVIC COUPLING STYLE 177N (FLEX) | 150x150 | 165.1 | 1 | [10 empty] | BLACK | Victaulic-IPS-QuickVic Flexible Coupling Style 177_Union | Standard | 7945683
EXP61053 | M110 | CP-EXTERNAL | EXP61053 |  | VIC FP 45 DEG ELBOW No 003 | 150x150 | 165.1 | 1 | [10 empty] | BLACK | Victaulic-FP-Elbow No 001-003 | Standard | 7945685
EXP61053 | M110 | CP-EXTERNAL | EXP61053 |  | VIC QUICKVIC COUPLING STYLE 177N (FLEX) | 150x150 | 165.1 | 1 | [10 empty] | BLACK | Victaulic-IPS-QuickVic Flexible Coupling Style 177_Union | Standard | 7945689
EXP61053 | M110 | CW-DISTRIBUTION | EXP61053A |  | VIC FP 45 DEG ELBOW No 003 | 150x150 | 165.1 | 1 | [10 empty] | BLACK | Victaulic-FP-Elbow No 001-003 | Standard | 7945724
EXP61053 | M110 | CW-DISTRIBUTION | EXP61053A |  | VIC QUICKVIC COUPLING STYLE 177N (FLEX) | 150x150 | 165.1 | 1 | [10 empty] | BLACK | Victaulic-IPS-QuickVic Flexible Coupling Style 177_Union | Standard | 7945730
EXP61053 | M110 | CP-EXTERNAL | EXP61053 |  | VIC FP 45 DEG ELBOW No 003 | 150x150 | 165.1 | 1 | [10 empty] | BLACK | Victaulic-FP-Elbow No 001-003 | Standard | 7945732
EXP61053 | M110 | CP-EXTERNAL | EXP61053 |  | VIC QUICKVIC COUPLING STYLE 177N (FLEX) | 150x150 | 165.1 | 1 | [10 empty] | BLACK | Victaulic-IPS-QuickVic Flexible Coupling Style 177_Union | Standard | 7945736
EXP61053 | M110 | CW-DISTRIBUTION | EXP61053A |  | VIC QUICKVIC COUPLING STYLE 177N (FLEX) | 150x150 | 165.1 | 1 | [10 empty] | BLACK | Victaulic-IPS-QuickVic Flexible Coupling Style 177_Union | Standard | 7946171
EXP61053 | M110 | CW-DISTRIBUTION | EXP61053A |  | VIC QUICKVIC COUPLING STYLE 177N (FLEX) | 150x150 | 165.1 | 1 | [10 empty] | BLACK | Victaulic-IPS-QuickVic Flexible Coupling Style 177_Union | Standard | 7946202
EXP61053 | M110 | CW-DISTRIBUTION | EXP61053A |  | VIC QUICKVIC COUPLING STYLE 177N (FLEX) | 150x150 | 165.1 | 1 | [10 empty] | BLACK | Victaulic-IPS-QuickVic Flexible Coupling Style 177_Union | Standard | 7946209
EXP61053 | M110 | CW-ARRAY | EXP61053C-2 |  | Kép | 40x25 | 48.3 | 1 | 12.7 | [9 empty] | BLACK | Hex Bushing Thread Reducer | Standard | 8177055
EXP61053 | M110 | CW-ARRAY | EXP61053C-2 |  | Kép | 40x25 | 48.3 | 1 | 12.7 | [9 empty] | BLACK | Hex Bushing Thread Reducer | Standard | 8177057
EXP61053 | M110 | CW-ARRAY | EXP61053C-2 |  | Kép | 40x25 | 48.3 | 1 | 12.7 | [9 empty] | BLACK | Hex Bushing Thread Reducer | Standard | 8177059
EXP61053 | M110 | CW-ARRAY | EXP61053C-1 |  | Kép | 40x25 | 48.3 | 1 | 12.7 | [9 empty] | BLACK | Hex Bushing Thread Reducer | Standard | 8177061
EXP61053 | M110 | CW-ARRAY | EXP61053C-1 |  | Kép | 40x25 | 48.3 | 1 | 12.7 | [9 empty] | BLACK | Hex Bushing Thread Reducer | Standard | 8177063
EXP61053 | M110 | CW-ARRAY | EXP61053C-1 |  | Kép | 40x25 | 48.3 | 1 | 12.7 | [9 empty] | BLACK | Hex Bushing Thread Reducer | Standard | 8177065
EXP61053 | M110 | CW-ARRAY | EXP61053B-2 |  | Kép | 40x25 | 48.3 | 1 | 12.7 | [9 empty] | BLACK | Hex Bushing Thread Reducer | Standard | 8177067
EXP61053 | M110 | CW-ARRAY | EXP61053B-2 |  | Kép | 40x25 | 48.3 | 1 | 12.7 | [9 empty] | BLACK | Hex Bushing Thread Reducer | Standard | 8177069
EXP61053 | M110 | CW-ARRAY | EXP61053B-2 |  | Kép | 40x25 | 48.3 | 1 | 12.7 | [9 empty] | BLACK | Hex Bushing Thread Reducer | Standard | 8177071
EXP61053 | M110 | CW-ARRAY | EXP61053B-1 |  | Kép | 40x25 | 48.3 | 1 | 12.7 | [9 empty] | BLACK | Hex Bushing Thread Reducer | Standard | 8177073
EXP61053 | M110 | CW-ARRAY | EXP61053B-1 |  | Kép | 40x25 | 48.3 | 1 | 12.7 | [9 empty] | BLACK | Hex Bushing Thread Reducer | Standard | 8177075
EXP61053 | M110 | CW-ARRAY | EXP61053A |  | Kép | 40x25 | 48.3 | 1 | 12.7 | [9 empty] | BLACK | Hex Bushing Thread Reducer | Standard | 8177079
EXP61053 | M110 | CW-ARRAY | EXP61053A |  | Kép | 40x25 | 48.3 | 1 | 12.7 | [9 empty] | BLACK | Hex Bushing Thread Reducer | Standard | 8177081
EXP61053 | M110 | CW-ARRAY | EXP61053A |  | Kép | 40x25 | 48.3 | 1 | 12.7 | [9 empty] | BLACK | Hex Bushing Thread Reducer | Standard | 8177083
EXP61053 | M111 | CP-EXTERNAL | EXP61153 |  | VIC FP 90 DEG ELBOW No 001 | 150x150 | 165.1 | 1 | [10 empty] | BLACK | Victaulic-FP-Elbow No 001-003 | Standard | 8397507
EXP61053 | M111 | CP-EXTERNAL | EXP61153 |  | VIC FP 90 DEG ELBOW No 001 | 150x150 | 165.1 | 1 | [10 empty] | BLACK | Victaulic-FP-Elbow No 001-003 | Standard | 8397515
EXP61053 | M111 | CP-EXTERNAL | EXP61153 |  | VIC FP 45 DEG ELBOW No 003 | 150x150 | 165.1 | 1 | [10 empty] | BLACK | Victaulic-FP-Elbow No 001-003 | Standard | 8397756
EXP61053 | M111 | CP-EXTERNAL | EXP61153 |  | VIC QUICKVIC COUPLING STYLE 177N (FLEX) | 150x150 | 165.1 | 1 | [10 empty] | BLACK | Victaulic-IPS-QuickVic Flexible Coupling Style 177_Union | Standard | 8398053
EXP61053 | M111 | CP-EXTERNAL | EXP61153 |  | VIC QUICKVIC COUPLING STYLE 177N (FLEX) | 150x150 | 165.1 | 1 | [10 empty] | BLACK | Victaulic-IPS-QuickVic Flexible Coupling Style 177_Union | Standard | 8398080
EXP61053 | M111 | CW-DISTRIBUTION | EXP61153A |  | VIC QUICKVIC COUPLING STYLE 177N (FLEX) | 150x150 | 165.1 | 1 | [10 empty] | BLACK | Victaulic-IPS-QuickVic Flexible Coupling Style 177_Union | Standard | 8398256
EXP61053 | M111 | CW-DISTRIBUTION | EXP61153A |  | VIC QUICKVIC COUPLING STYLE 177N (FLEX) | 150x150 | 165.1 | 1 | [10 empty] | BLACK | Victaulic-IPS-QuickVic Flexible Coupling Style 177_Union | Standard | 8398258
EXP61053 | M111 | CW-DISTRIBUTION | EXP61153A |  | VIC FP 45 DEG ELBOW No 003 | 150x150 | 165.1 | 1 | [10 empty] | BLACK | Victaulic-FP-Elbow No 001-003 | Standard | 8398260
EXP61053 | M111 | CP-EXTERNAL | EXP61153 |  | VIC FP 90 DEG ELBOW No 001 | 150x150 | 165.1 | 1 | [10 empty] | BLACK | Victaulic-FP-Elbow No 001-003 | Standard | 8398262
EXP61053 | M111 | CP-EXTERNAL | EXP61153 |  | VIC FP 90 DEG ELBOW No 001 | 150x150 | 165.1 | 1 | [10 empty] | BLACK | Victaulic-FP-Elbow No 001-003 | Standard | 8398264
EXP61053 | M111 | CP-EXTERNAL | EXP61153 |  | VIC FP 45 DEG ELBOW No 003 | 150x150 | 165.1 | 1 | [10 empty] | BLACK | Victaulic-FP-Elbow No 001-003 | Standard | 8398276
EXP61053 | M111 | CP-EXTERNAL | EXP61153 |  | VIC QUICKVIC COUPLING STYLE 177N (FLEX) | 150x150 | 165.1 | 1 | [10 empty] | BLACK | Victaulic-IPS-QuickVic Flexible Coupling Style 177_Union | Standard | 8398282
EXP61053 | M111 | CP-EXTERNAL | EXP61153 |  | VIC QUICKVIC COUPLING STYLE 177N (FLEX) | 150x150 | 165.1 | 1 | [10 empty] | BLACK | Victaulic-IPS-QuickVic Flexible Coupling Style 177_Union | Standard | 8398284
EXP61053 | M111 | CW-DISTRIBUTION | EXP61153A |  | VIC QUICKVIC COUPLING STYLE 177N (FLEX) | 150x150 | 165.1 | 1 | [10 empty] | BLACK | Victaulic-IPS-QuickVic Flexible Coupling Style 177_Union | Standard | 8398301
EXP61053 | M111 | CW-DISTRIBUTION | EXP61153A |  | VIC QUICKVIC COUPLING STYLE 177N (FLEX) | 150x150 | 165.1 | 1 | [10 empty] | BLACK | Victaulic-IPS-QuickVic Flexible Coupling Style 177_Union | Standard | 8398303
EXP61053 | M111 | CW-DISTRIBUTION | EXP61153A |  | VIC FP 45 DEG ELBOW No 003 | 150x150 | 165.1 | 1 | [10 empty] | BLACK | Victaulic-FP-Elbow No 001-003 | Standard | 8398305
EXP61053 | M111 | CP-EXTERNAL | EXP61153 |  | VIC FP 90 DEG ELBOW No 001 | 150x150 | 165.1 | 1 | [10 empty] | BLACK | Victaulic-FP-Elbow No 001-003 | Standard | 8398307
EXP61053 | M111 | CP-EXTERNAL | EXP61153 |  | VIC FP 90 DEG ELBOW No 001 | 150x150 | 165.1 | 1 | [10 empty] | BLACK | Victaulic-FP-Elbow No 001-003 | Standard | 8398309
EXP61053 | M111 | CP-EXTERNAL | EXP61153 |  | VIC FP 45 DEG ELBOW No 003 | 150x150 | 165.1 | 1 | [10 empty] | BLACK | Victaulic-FP-Elbow No 001-003 | Standard | 8398321
EXP61053 | M111 | CP-EXTERNAL | EXP61153 |  | VIC QUICKVIC COUPLING STYLE 177N (FLEX) | 150x150 | 165.1 | 1 | [10 empty] | BLACK | Victaulic-IPS-QuickVic Flexible Coupling Style 177_Union | Standard | 8398327
EXP61053 | M111 | CP-EXTERNAL | EXP61153 |  | VIC QUICKVIC COUPLING STYLE 177N (FLEX) | 150x150 | 165.1 | 1 | [10 empty] | BLACK | Victaulic-IPS-QuickVic Flexible Coupling Style 177_Union | Standard | 8398329
EXP61053 | M111 | CW-DISTRIBUTION | EXP61153A |  | VIC QUICKVIC COUPLING STYLE 177N (FLEX) | 150x150 | 165.1 | 1 | [10 empty] | BLACK | Victaulic-IPS-QuickVic Flexible Coupling Style 177_Union | Standard | 8398344
EXP61053 | M111 | CW-DISTRIBUTION | EXP61153A |  | VIC QUICKVIC COUPLING STYLE 177N (FLEX) | 150x150 | 165.1 | 1 | [10 empty] | BLACK | Victaulic-IPS-QuickVic Flexible Coupling Style 177_Union | Standard | 8398346
EXP61053 | M111 | CW-DISTRIBUTION | EXP61153A |  | VIC FP 45 DEG ELBOW No 003 | 150x150 | 165.1 | 1 | [10 empty] | BLACK | Victaulic-FP-Elbow No 001-003 | Standard | 8398348
EXP61053 | M111 | CP-EXTERNAL | EXP61153 |  | VIC FP 90 DEG ELBOW No 001 | 150x150 | 165.1 | 1 | [10 empty] | BLACK | Victaulic-FP-Elbow No 001-003 | Standard | 8398350
EXP61053 | M111 | CP-EXTERNAL | EXP61153 |  | VIC FP 90 DEG ELBOW No 001 | 150x150 | 165.1 | 1 | [10 empty] | BLACK | Victaulic-FP-Elbow No 001-003 | Standard | 8398352
EXP61053 | M111 | CP-EXTERNAL | EXP61153 |  | VIC FP 45 DEG ELBOW No 003 | 150x150 | 165.1 | 1 | [10 empty] | BLACK | Victaulic-FP-Elbow No 001-003 | Standard | 8398364
EXP61053 | M111 | CP-EXTERNAL | EXP61153 |  | VIC QUICKVIC COUPLING STYLE 177N (FLEX) | 150x150 | 165.1 | 1 | [10 empty] | BLACK | Victaulic-IPS-QuickVic Flexible Coupling Style 177_Union | Standard | 8398370
EXP61053 | M111 | CP-EXTERNAL | EXP61153 |  | VIC QUICKVIC COUPLING STYLE 177N (FLEX) | 150x150 | 165.1 | 1 | [10 empty] | BLACK | Victaulic-IPS-QuickVic Flexible Coupling Style 177_Union | Standard | 8398372
EXP61053 | M110 | CW-ARRAY | EXP61053B-1 |  | THREADED-COUPLING CONCENTRIC REDUCING-Class 150 | 40x25 | 56.2/40.2 | 1 | 54 | [9 empty] | BLACK | Threaded - Coupling Concentric Reducing - MI - DN40-25 | Standard | 9142325
EXP61053 | M110 | CW-ARRAY | EXP61053B-1 |  | VIC FP COUPLING STYLE 009N (RIGID) | 150x150 | 165.1 | 1 | [10 empty] | BLACK | Victaulic-FP-FireLock EZ Rigid Coupling Style 009N_Union | Standard | 9211583
EXP61053 | M110 | CW-ARRAY | EXP61053B-1 |  | VIC FP COUPLING STYLE 009N (RIGID) | 150x150 | 165.1 | 1 | [10 empty] | BLACK | Victaulic-FP-FireLock EZ Rigid Coupling Style 009N_Union | Standard | 9211587
EXP61053 | M110 | CW-ARRAY | EXP61053B-1 |  | VIC FP COUPLING STYLE 009N (RIGID) | 150x150 | 165.1 | 1 | [10 empty] | BLACK | Victaulic-FP-FireLock EZ Rigid Coupling Style 009N_Union | Standard | 9212442
EXP61053 | M110 | CW-ARRAY | EXP61053B-2 |  | VIC FP COUPLING STYLE 009N (RIGID) | 150x150 | 165.1 | 1 | [10 empty] | BLACK | Victaulic-FP-FireLock EZ Rigid Coupling Style 009N_Union | Standard | 9214019
EXP61053 | M110 | CW-ARRAY | EXP61053B-2 |  | VIC FP COUPLING STYLE 009N (RIGID) | 150x150 | 165.1 | 1 | [10 empty] | BLACK | Victaulic-FP-FireLock EZ Rigid Coupling Style 009N_Union | Standard | 9214059
EXP61053 | M110 | CW-ARRAY | EXP61053C-1 |  | VIC FP COUPLING STYLE 009N (RIGID) | 150x150 | 165.1 | 1 | [10 empty] | BLACK | Victaulic-FP-FireLock EZ Rigid Coupling Style 009N_Union | Standard | 9217142
EXP61053 | M110 | CW-ARRAY | EXP61053C-1 |  | VIC FP COUPLING STYLE 009N (RIGID) | 150x150 | 165.1 | 1 | [10 empty] | BLACK | Victaulic-FP-FireLock EZ Rigid Coupling Style 009N_Union | Standard | 9217248
EXP61053 | M110 | CW-ARRAY | EXP61053C-1 |  | VIC FP COUPLING STYLE 009N (RIGID) | 150x150 | 165.1 | 1 | [10 empty] | BLACK | Victaulic-FP-FireLock EZ Rigid Coupling Style 009N_Union | Standard | 9217276
EXP61053 | M110 | CW-ARRAY | EXP61053C-2 |  | VIC FP COUPLING STYLE 009N (RIGID) | 150x150 | 165.1 | 1 | [10 empty] | BLACK | Victaulic-FP-FireLock EZ Rigid Coupling Style 009N_Union | Standard | 9218842
EXP61053 | M110 | CW-ARRAY | EXP61053C-2 |  | VIC FP COUPLING STYLE 009N (RIGID) | 150x150 | 165.1 | 1 | [10 empty] | BLACK | Victaulic-FP-FireLock EZ Rigid Coupling Style 009N_Union | Standard | 9218915
EXP61053 | M110 | CW-ARRAY | EXP61053D-2 |  | VIC FP COUPLING STYLE 009N (RIGID) | 150x150 | 165.1 | 1 | [10 empty] | BLACK | Victaulic-FP-FireLock EZ Rigid Coupling Style 009N_Union | Standard | 9220813
EXP61053 | M110 | CW-ARRAY | EXP61053D-2 |  | VIC FP COUPLING STYLE 009N (RIGID) | 150x150 | 165.1 | 1 | [10 empty] | BLACK | Victaulic-FP-FireLock EZ Rigid Coupling Style 009N_Union | Standard | 9220953
EXP61053 | M110 | CW-ARRAY | EXP61053A |  | VIC FP COUPLING STYLE 009N (RIGID) | 150x150 | 165.1 | 1 | [10 empty] | BLACK | Victaulic-FP-FireLock EZ Rigid Coupling Style 009N_Union | Standard | 9269796
EXP61053 | M110 | CW-ARRAY | EXP61053D-1 |  | BUTTWELD CAP END | 65 | 76.1 | 1 | [10 empty] | BLACK | Pipe Fitting - Butt-Welded Cap End | Standard | 9874257
EXP61053 | M110 | CW-ARRAY | EXP61053D-1 |  | Kép | 40x25 | 48.3 | 1 | 12.7 | [9 empty] | BLACK | Hex Bushing Thread Reducer | Standard | 9874271
EXP61053 | M110 | CW-ARRAY | EXP61053D-1 |  | Kép | 40x25 | 48.3 | 1 | 12.7 | [9 empty] | BLACK | Hex Bushing Thread Reducer | Standard | 9874273
EXP61053 | M110 | CW-ARRAY | EXP61053D-1 |  | Kép | 40x25 | 48.3 | 1 | 12.7 | [9 empty] | BLACK | Hex Bushing Thread Reducer | Standard | 9874275
EXP61053 | M110 | CW-ARRAY | EXP61053D-1 |  | VIC FP COUPLING STYLE 009N (RIGID) | 65x65 | 76.1 | 1 | [10 empty] | BLACK | Victaulic-FP-FireLock EZ Rigid Coupling Style 009N | Standard | 9874310
EXP61053 | M110 | CW-ARRAY | EXP61053D-1 |  | BUTTWELD CAP END | 65 | 76.1 | 1 | [10 empty] | BLACK | Pipe Fitting - Butt-Welded Cap End | Standard | 9878826
EXP61053 | M110 | CW-ARRAY | EXP61053D-1 |  | VIC FP COUPLING STYLE 009N (RIGID) | 65x65 | 76.1 | 1 | [10 empty] | BLACK | Victaulic-FP-FireLock EZ Rigid Coupling Style 009N | Standard | 9878845
EXP61053 | M110 | CW-ARRAY | EXP61053D-1 |  | VIC FP CAP No 006 | 65 | 76.1 | 1 | [10 empty] | BLACK | Victaulic-FP-Cap No 006 | Standard | 9878848
EXP61053 | M110 | CW-ARRAY | EXP61053D-1 |  | VIC FP CAP No 006 | 65 | 76.1 | 1 | [10 empty] | BLACK | Victaulic-FP-Cap No 006 | Standard | 9878850
EXP61053 | M110 | CW-ARRAY | EXP61053D-1 |  | VIC FP COUPLING STYLE 009N (RIGID) | 150x150 | 165.1 | 1 | [10 empty] | BLACK | Victaulic-FP-FireLock EZ Rigid Coupling Style 009N_Union | Standard | 9878869
EXP61053 | M110 | CW-ARRAY | EXP61053D-1 |  | VIC FP COUPLING STYLE 009N (RIGID) | 150x150 | 165.1 | 1 | [10 empty] | BLACK | Victaulic-FP-FireLock EZ Rigid Coupling Style 009N_Union | Standard | 9878872
EXP61053 | M110 | CW-DISTRIBUTION | EXP61053D |  | VIC FP TEE No 002 | 150x150x150 | 165.1 | 1 | [10 empty] | BLACK | Victaulic-FP-Tee No 002 | Standard | 9880867
EXP61053 | M110 | CW-ARRAY | EXP61053D-1 |  | VIC FP 90 DEG ELBOW No 001 | 150x150 | 165.1 | 1 | [10 empty] | BLACK | Victaulic-FP-Elbow No 001-003 | Standard | 9880873
EXP61053 | M110 | CW-ARRAY | EXP61053D-1 |  | VIC FP 90 DEG ELBOW No 001 | 150x150 | 165.1 | 1 | [10 empty] | BLACK | Victaulic-FP-Elbow No 001-003 | Standard | 9880877
EXP61053 | M110 | CW-ARRAY | EXP61053D-1 |  | VIC FP COUPLING STYLE 009N (RIGID) | 150x150 | 165.1 | 1 | [10 empty] | BLACK | Victaulic-FP-FireLock EZ Rigid Coupling Style 009N_Union | Standard | 9880879
EXP61053 | M110 | CW-ARRAY | EXP61053D-1 |  | VIC FP COUPLING STYLE 009N (RIGID) | 150x150 | 165.1 | 1 | [10 empty] | BLACK | Victaulic-FP-FireLock EZ Rigid Coupling Style 009N_Union | Standard | 9880884
EXP61053 | M110 | CW-ARRAY | EXP61053D-1 |  | VIC FP COUPLING STYLE 009N (RIGID) | 150x150 | 165.1 | 1 | [10 empty] | BLACK | Victaulic-FP-FireLock EZ Rigid Coupling Style 009N_Union | Standard | 9880888
EXP61053 | M110 | CW-DISTRIBUTION | EXP61053D |  | VIC QUICKVIC COUPLING STYLE 177N (FLEX) | 150x150 | 165.1 | 1 | [10 empty] | BLACK | Victaulic-IPS-QuickVic Flexible Coupling Style 177_Union | Standard | 9880895
EXP61053 | M110 | CW-DISTRIBUTION | EXP61053D |  | VIC QUICKVIC COUPLING STYLE 177N (FLEX) | 150x150 | 165.1 | 1 | [10 empty] | BLACK | Victaulic-IPS-QuickVic Flexible Coupling Style 177_Union | Standard | 9880902
EXP61053 | M110 | CW-DISTRIBUTION | EXP61053D |  | VIC QUICKVIC COUPLING STYLE 177N (FLEX) | 150x150 | 165.1 | 1 | [10 empty] | BLACK | Victaulic-IPS-QuickVic Flexible Coupling Style 177_Union | Standard | 9881314
EXP61053 | M111 | CW-ARRAY | EXP61153A-1 |  | BUTTWELD CAP END | 65 | 76.1 | 1 | [10 empty] | BLACK | Pipe Fitting - Butt-Welded Cap End | Standard | 11596078
EXP61053 | M111 | CW-ARRAY | EXP61153A-1 |  | THREADED-COUPLING CONCENTRIC REDUCING-Class 150 | 40x25 | 40.2/56.2 | 1 | 54 | [9 empty] | BLACK | Threaded - Coupling Concentric Reducing - MI - DN40-25 | Standard | 11596083
EXP61053 | M111 | CW-ARRAY | EXP61153A-1 |  | THREADED-COUPLING CONCENTRIC REDUCING-Class 150 | 40x25 | 40.2/56.2 | 1 | 54 | [9 empty] | BLACK | Threaded - Coupling Concentric Reducing - MI - DN40-25 | Standard | 11596086
EXP61053 | M111 | CW-ARRAY | EXP61153A-1 |  | BUTTWELD CAP END | 65 | 76.1 | 1 | [10 empty] | BLACK | Pipe Fitting - Butt-Welded Cap End | Standard | 11596087
EXP61053 | M111 | CW-ARRAY | EXP61153A-1 |  | VIC FP COUPLING STYLE 009N (RIGID) | 65x65 | 76.1 | 1 | [10 empty] | BLACK | Victaulic-FP-FireLock EZ Rigid Coupling Style 009N | Standard | 11596090
EXP61053 | M111 | CW-ARRAY | EXP61153A-1 |  | VIC FP COUPLING STYLE 009N (RIGID) | 65x65 | 76.1 | 1 | [10 empty] | BLACK | Victaulic-FP-FireLock EZ Rigid Coupling Style 009N | Standard | 11596092
EXP61053 | M111 | CW-ARRAY | EXP61153A-1 |  | THREADED-COUPLING CONCENTRIC REDUCING-Class 150 | 40x25 | 56.2/40.2 | 1 | 54 | [9 empty] | BLACK | Threaded - Coupling Concentric Reducing - MI - DN40-25 | Standard | 11596094
EXP61053 | M111 | CW-ARRAY | EXP61153A-1 |  | BUTTWELD CAP END | 65 | 76.1 | 1 | [10 empty] | BLACK | Pipe Fitting - Butt-Welded Cap End | Standard | 11596108
EXP61053 | M111 | CW-ARRAY | EXP61153A-1 |  | BUTTWELD CAP END | 65 | 76.1 | 1 | [10 empty] | BLACK | Pipe Fitting - Butt-Welded Cap End | Standard | 11596115
EXP61053 | M111 | CW-ARRAY | EXP61153A-1 |  | VIC FP COUPLING STYLE 009N (RIGID) | 65x65 | 76.1 | 1 | [10 empty] | BLACK | Victaulic-FP-FireLock EZ Rigid Coupling Style 009N | Standard | 11596118
EXP61053 | M111 | CW-ARRAY | EXP61153A-1 |  | VIC FP COUPLING STYLE 009N (RIGID) | 65x65 | 76.1 | 1 | [10 empty] | BLACK | Victaulic-FP-FireLock EZ Rigid Coupling Style 009N | Standard | 11596120
EXP61053 | M111 | CW-ARRAY | EXP61153A-1 |  | VIC FP COUPLING STYLE 009N (RIGID) | 150x150 | 165.1 | 1 | [10 empty] | BLACK | Victaulic-FP-FireLock EZ Rigid Coupling Style 009N_Union | Standard | 11596123
EXP61053 | M111 | CW-ARRAY | EXP61153A-1 |  | VIC FP COUPLING STYLE 009N (RIGID) | 150x150 | 165.1 | 1 | [10 empty] | BLACK | Victaulic-FP-FireLock EZ Rigid Coupling Style 009N_Union | Standard | 11596124
EXP61053 | M111 | CW-ARRAY | EXP61153A-2 |  | BUTTWELD CAP END | 65 | 76.1 | 1 | [10 empty] | BLACK | Pipe Fitting - Butt-Welded Cap End | Standard | 11596141
EXP61053 | M111 | CW-ARRAY | EXP61153A-2 |  | THREADED-COUPLING CONCENTRIC REDUCING-Class 150 | 40x25 | 40.2/56.2 | 1 | 54 | [9 empty] | BLACK | Threaded - Coupling Concentric Reducing - MI - DN40-25 | Standard | 11596147
EXP61053 | M111 | CW-ARRAY | EXP61153A-2 |  | THREADED-COUPLING CONCENTRIC REDUCING-Class 150 | 40x25 | 40.2/56.2 | 1 | 54 | [9 empty] | BLACK | Threaded - Coupling Concentric Reducing - MI - DN40-25 | Standard | 11596150
EXP61053 | M111 | CW-ARRAY | EXP61153A-2 |  | BUTTWELD CAP END | 65 | 76.1 | 1 | [10 empty] | BLACK | Pipe Fitting - Butt-Welded Cap End | Standard | 11596151
EXP61053 | M111 | CW-ARRAY | EXP61153A-2 |  | VIC FP COUPLING STYLE 009N (RIGID) | 65x65 | 76.1 | 1 | [10 empty] | BLACK | Victaulic-FP-FireLock EZ Rigid Coupling Style 009N | Standard | 11596154
EXP61053 | M111 | CW-ARRAY | EXP61153A-2 |  | VIC FP COUPLING STYLE 009N (RIGID) | 65x65 | 76.1 | 1 | [10 empty] | BLACK | Victaulic-FP-FireLock EZ Rigid Coupling Style 009N | Standard | 11596156
EXP61053 | M111 | CW-ARRAY | EXP61153A-2 |  | THREADED-COUPLING CONCENTRIC REDUCING-Class 150 | 40x25 | 56.2/40.2 | 1 | 54 | [9 empty] | BLACK | Threaded - Coupling Concentric Reducing - MI - DN40-25 | Standard | 11596158
EXP61053 | M111 | CW-ARRAY | EXP61153A-2 |  | BUTTWELD CAP END | 65 | 76.1 | 1 | [10 empty] | BLACK | Pipe Fitting - Butt-Welded Cap End | Standard | 11596172
EXP61053 | M111 | CW-ARRAY | EXP61153A-2 |  | BUTTWELD CAP END | 65 | 76.1 | 1 | [10 empty] | BLACK | Pipe Fitting - Butt-Welded Cap End | Standard | 11596179
EXP61053 | M111 | CW-ARRAY | EXP61153A-2 |  | VIC FP COUPLING STYLE 009N (RIGID) | 65x65 | 76.1 | 1 | [10 empty] | BLACK | Victaulic-FP-FireLock EZ Rigid Coupling Style 009N | Standard | 11596182
EXP61053 | M111 | CW-ARRAY | EXP61153A-2 |  | VIC FP COUPLING STYLE 009N (RIGID) | 65x65 | 76.1 | 1 | [10 empty] | BLACK | Victaulic-FP-FireLock EZ Rigid Coupling Style 009N | Standard | 11596184
EXP61053 | M111 | CW-ARRAY | EXP61153A-2 |  | VIC FP COUPLING STYLE 009N (RIGID) | 150x150 | 165.1 | 1 | [10 empty] | BLACK | Victaulic-FP-FireLock EZ Rigid Coupling Style 009N_Union | Standard | 11596187
EXP61053 | M111 | CW-ARRAY | EXP61153A-2 |  | VIC FP COUPLING STYLE 009N (RIGID) | 150x150 | 165.1 | 1 | [10 empty] | BLACK | Victaulic-FP-FireLock EZ Rigid Coupling Style 009N_Union | Standard | 11596188
EXP61053 | M111 | CW-DISTRIBUTION | EXP61153A |  | VIC QUICKVIC COUPLING STYLE 177N (FLEX) | 150x150 | 165.1 | 1 | [10 empty] | BLACK | Victaulic-IPS-QuickVic Flexible Coupling Style 177_Union | Standard | 11596194
EXP61053 | M111 | CW-DISTRIBUTION | EXP61153A |  | VIC QUICKVIC COUPLING STYLE 177N (FLEX) | 150x150 | 165.1 | 1 | [10 empty] | BLACK | Victaulic-IPS-QuickVic Flexible Coupling Style 177_Union | Standard | 11596196
EXP61053 | M111 | CW-DISTRIBUTION | EXP61153A |  | VIC QUICKVIC COUPLING STYLE 177N (FLEX) | 150x150 | 165.1 | 1 | [10 empty] | BLACK | Victaulic-IPS-QuickVic Flexible Coupling Style 177_Union | Standard | 11596198
EXP61053 | M111 | CW-ARRAY | EXP61153A-2 |  | VIC FP COUPLING STYLE 009N (RIGID) | 150x150 | 165.1 | 1 | [10 empty] | BLACK | Victaulic-FP-FireLock EZ Rigid Coupling Style 009N | Standard | 11596200
EXP61053 | M111 | CW-ARRAY | EXP61153A-1 |  | VIC FP CAP No 006 | 150 | 165.1 | 1 | [10 empty] | BLACK | Victaulic-FP-Cap No 006 | Standard | 11596204
EXP61053 | M111 | CW-ARRAY | EXP61153A-2 |  | VIC FP CAP No 006 | 150 | 165.1 | 1 | [10 empty] | BLACK | Victaulic-FP-Cap No 006 | Standard | 11596205
EXP61053 | M111 | CW-ARRAY | EXP61153A-2 |  | VIC FP COUPLING STYLE 009N (RIGID) | 150x150 | 165.1 | 1 | [10 empty] | BLACK | Victaulic-FP-FireLock EZ Rigid Coupling Style 009N | Standard | 11596206
EXP61053 | M111 | CW-ARRAY | EXP61153A-1 |  | VIC FP COUPLING STYLE 009N (RIGID) | 150x150 | 165.1 | 1 | [10 empty] | BLACK | Victaulic-FP-FireLock EZ Rigid Coupling Style 009N | Standard | 11596207
EXP61053 | M111 | CW-DISTRIBUTION | EXP61153A |  | VIC FP TEE No 002 | 150x150x150 | 165.1 | 1 | [10 empty] | BLACK | Victaulic-FP-Tee No 002 | Standard | 11596208
EXP61053 | M111 | CW-ARRAY | EXP61153A-2 |  | VIC FP 90 DEG ELBOW No 001 | 150x150 | 165.1 | 1 | [10 empty] | BLACK | Victaulic-FP-Elbow No 001-003 | Standard | 11596209
EXP61053 | M111 | CW-DISTRIBUTION | EXP61153A |  | VIC FP 90 DEG ELBOW No 001 | 150x150 | 165.1 | 1 | [10 empty] | BLACK | Victaulic-FP-Elbow No 001-003 | Standard | 11596210
EXP61053 | M111 | CW-ARRAY | EXP61153A-1 |  | VIC FP 90 DEG ELBOW No 001 | 150x150 | 165.1 | 1 | [10 empty] | BLACK | Victaulic-FP-Elbow No 001-003 | Standard | 11596211
EXP61053 | M111 | CW-ARRAY | EXP61153B-2 |  | BUTTWELD CAP END | 65 | 76.1 | 1 | [10 empty] | BLACK | Pipe Fitting - Butt-Welded Cap End | Standard | 11596383
EXP61053 | M111 | CW-ARRAY | EXP61153B-2 |  | THREADED-COUPLING CONCENTRIC REDUCING-Class 150 | 40x25 | 40.2/56.2 | 1 | 54 | [9 empty] | BLACK | Threaded - Coupling Concentric Reducing - MI - DN40-25 | Standard | 11596389
EXP61053 | M111 | CW-ARRAY | EXP61153B-2 |  | THREADED-COUPLING CONCENTRIC REDUCING-Class 150 | 40x25 | 40.2/56.2 | 1 | 54 | [9 empty] | BLACK | Threaded - Coupling Concentric Reducing - MI - DN40-25 | Standard | 11596392
EXP61053 | M111 | CW-ARRAY | EXP61153B-2 |  | BUTTWELD CAP END | 65 | 76.1 | 1 | [10 empty] | BLACK | Pipe Fitting - Butt-Welded Cap End | Standard | 11596393
EXP61053 | M111 | CW-ARRAY | EXP61153B-2 |  | VIC FP COUPLING STYLE 009N (RIGID) | 65x65 | 76.1 | 1 | [10 empty] | BLACK | Victaulic-FP-FireLock EZ Rigid Coupling Style 009N | Standard | 11596396
EXP61053 | M111 | CW-ARRAY | EXP61153B-2 |  | VIC FP COUPLING STYLE 009N (RIGID) | 65x65 | 76.1 | 1 | [10 empty] | BLACK | Victaulic-FP-FireLock EZ Rigid Coupling Style 009N | Standard | 11596398
EXP61053 | M111 | CW-ARRAY | EXP61153B-2 |  | THREADED-COUPLING CONCENTRIC REDUCING-Class 150 | 40x25 | 56.2/40.2 | 1 | 54 | [9 empty] | BLACK | Threaded - Coupling Concentric Reducing - MI - DN40-25 | Standard | 11596400
EXP61053 | M111 | CW-ARRAY | EXP61153B-2 |  | BUTTWELD CAP END | 65 | 76.1 | 1 | [10 empty] | BLACK | Pipe Fitting - Butt-Welded Cap End | Standard | 11596414
EXP61053 | M111 | CW-ARRAY | EXP61153B-2 |  | BUTTWELD CAP END | 65 | 76.1 | 1 | [10 empty] | BLACK | Pipe Fitting - Butt-Welded Cap End | Standard | 11596421
EXP61053 | M111 | CW-ARRAY | EXP61153B-2 |  | VIC FP COUPLING STYLE 009N (RIGID) | 65x65 | 76.1 | 1 | [10 empty] | BLACK | Victaulic-FP-FireLock EZ Rigid Coupling Style 009N | Standard | 11596424
EXP61053 | M111 | CW-ARRAY | EXP61153B-2 |  | VIC FP COUPLING STYLE 009N (RIGID) | 65x65 | 76.1 | 1 | [10 empty] | BLACK | Victaulic-FP-FireLock EZ Rigid Coupling Style 009N | Standard | 11596426
EXP61053 | M111 | CW-ARRAY | EXP61153B-2 |  | VIC FP COUPLING STYLE 009N (RIGID) | 150x150 | 165.1 | 1 | [10 empty] | BLACK | Victaulic-FP-FireLock EZ Rigid Coupling Style 009N_Union | Standard | 11596429
EXP61053 | M111 | CW-ARRAY | EXP61153B-2 |  | VIC FP COUPLING STYLE 009N (RIGID) | 150x150 | 165.1 | 1 | [10 empty] | BLACK | Victaulic-FP-FireLock EZ Rigid Coupling Style 009N_Union | Standard | 11596430
EXP61053 | M111 | CW-DISTRIBUTION | EXP61153B |  | VIC QUICKVIC COUPLING STYLE 177N (FLEX) | 150x150 | 165.1 | 1 | [10 empty] | BLACK | Victaulic-IPS-QuickVic Flexible Coupling Style 177_Union | Standard | 11596436
EXP61053 | M111 | CW-DISTRIBUTION | EXP61153B |  | VIC QUICKVIC COUPLING STYLE 177N (FLEX) | 150x150 | 165.1 | 1 | [10 empty] | BLACK | Victaulic-IPS-QuickVic Flexible Coupling Style 177_Union | Standard | 11596438
EXP61053 | M111 | CW-DISTRIBUTION | EXP61153B |  | VIC QUICKVIC COUPLING STYLE 177N (FLEX) | 150x150 | 165.1 | 1 | [10 empty] | BLACK | Victaulic-IPS-QuickVic Flexible Coupling Style 177_Union | Standard | 11596440
EXP61053 | M111 | CW-ARRAY | EXP61153B-2 |  | VIC FP COUPLING STYLE 009N (RIGID) | 150x150 | 165.1 | 1 | [10 empty] | BLACK | Victaulic-FP-FireLock EZ Rigid Coupling Style 009N | Standard | 11596442
EXP61053 | M111 | CW-ARRAY | EXP61153B-2 |  | VIC FP CAP No 006 | 150 | 165.1 | 1 | [10 empty] | BLACK | Victaulic-FP-Cap No 006 | Standard | 11596447
EXP61053 | M111 | CW-ARRAY | EXP61153B-2 |  | VIC FP COUPLING STYLE 009N (RIGID) | 150x150 | 165.1 | 1 | [10 empty] | BLACK | Victaulic-FP-FireLock EZ Rigid Coupling Style 009N | Standard | 11596448
EXP61053 | M111 | CW-ARRAY | EXP61153B-2 |  | VIC FP 90 DEG ELBOW No 001 | 150x150 | 165.1 | 1 | [10 empty] | BLACK | Victaulic-FP-Elbow No 001-003 | Standard | 11596451
EXP61053 | M111 | CW-DISTRIBUTION | EXP61153B |  | VIC FP 90 DEG ELBOW No 001 | 150x150 | 165.1 | 1 | [10 empty] | BLACK | Victaulic-FP-Elbow No 001-003 | Standard | 11596452
EXP61053 | M111 | CW-ARRAY | EXP61153C-1 |  | BUTTWELD CAP END | 65 | 76.1 | 1 | [10 empty] | BLACK | Pipe Fitting - Butt-Welded Cap End | Standard | 11596562
EXP61053 | M111 | CW-ARRAY | EXP61153C-1 |  | THREADED-COUPLING CONCENTRIC REDUCING-Class 150 | 40x25 | 40.2/56.2 | 1 | 54 | [9 empty] | BLACK | Threaded - Coupling Concentric Reducing - MI - DN40-25 | Standard | 11596567
EXP61053 | M111 | CW-ARRAY | EXP61153C-1 |  | THREADED-COUPLING CONCENTRIC REDUCING-Class 150 | 40x25 | 40.2/56.2 | 1 | 54 | [9 empty] | BLACK | Threaded - Coupling Concentric Reducing - MI - DN40-25 | Standard | 11596570
EXP61053 | M111 | CW-ARRAY | EXP61153C-1 |  | BUTTWELD CAP END | 65 | 76.1 | 1 | [10 empty] | BLACK | Pipe Fitting - Butt-Welded Cap End | Standard | 11596571
EXP61053 | M111 | CW-ARRAY | EXP61153C-1 |  | VIC FP COUPLING STYLE 009N (RIGID) | 65x65 | 76.1 | 1 | [10 empty] | BLACK | Victaulic-FP-FireLock EZ Rigid Coupling Style 009N | Standard | 11596574
EXP61053 | M111 | CW-ARRAY | EXP61153C-1 |  | VIC FP COUPLING STYLE 009N (RIGID) | 65x65 | 76.1 | 1 | [10 empty] | BLACK | Victaulic-FP-FireLock EZ Rigid Coupling Style 009N | Standard | 11596576
EXP61053 | M111 | CW-ARRAY | EXP61153C-1 |  | THREADED-COUPLING CONCENTRIC REDUCING-Class 150 | 40x25 | 56.2/40.2 | 1 | 54 | [9 empty] | BLACK | Threaded - Coupling Concentric Reducing - MI - DN40-25 | Standard | 11596578
EXP61053 | M111 | CW-ARRAY | EXP61153C-1 |  | BUTTWELD CAP END | 65 | 76.1 | 1 | [10 empty] | BLACK | Pipe Fitting - Butt-Welded Cap End | Standard | 11596592
EXP61053 | M111 | CW-ARRAY | EXP61153C-1 |  | BUTTWELD CAP END | 65 | 76.1 | 1 | [10 empty] | BLACK | Pipe Fitting - Butt-Welded Cap End | Standard | 11596599
EXP61053 | M111 | CW-ARRAY | EXP61153C-1 |  | VIC FP COUPLING STYLE 009N (RIGID) | 65x65 | 76.1 | 1 | [10 empty] | BLACK | Victaulic-FP-FireLock EZ Rigid Coupling Style 009N | Standard | 11596602
EXP61053 | M111 | CW-ARRAY | EXP61153C-1 |  | VIC FP COUPLING STYLE 009N (RIGID) | 65x65 | 76.1 | 1 | [10 empty] | BLACK | Victaulic-FP-FireLock EZ Rigid Coupling Style 009N | Standard | 11596604
EXP61053 | M111 | CW-ARRAY | EXP61153C-1 |  | VIC FP COUPLING STYLE 009N (RIGID) | 150x150 | 165.1 | 1 | [10 empty] | BLACK | Victaulic-FP-FireLock EZ Rigid Coupling Style 009N_Union | Standard | 11596607
EXP61053 | M111 | CW-ARRAY | EXP61153C-1 |  | VIC FP COUPLING STYLE 009N (RIGID) | 150x150 | 165.1 | 1 | [10 empty] | BLACK | Victaulic-FP-FireLock EZ Rigid Coupling Style 009N_Union | Standard | 11596608
EXP61053 | M111 | CW-ARRAY | EXP61153C-2 |  | BUTTWELD CAP END | 65 | 76.1 | 1 | [10 empty] | BLACK | Pipe Fitting - Butt-Welded Cap End | Standard | 11596623
EXP61053 | M111 | CW-ARRAY | EXP61153C-2 |  | THREADED-COUPLING CONCENTRIC REDUCING-Class 150 | 40x25 | 40.2/56.2 | 1 | 54 | [9 empty] | BLACK | Threaded - Coupling Concentric Reducing - MI - DN40-25 | Standard | 11596629
EXP61053 | M111 | CW-ARRAY | EXP61153C-2 |  | THREADED-COUPLING CONCENTRIC REDUCING-Class 150 | 40x25 | 40.2/56.2 | 1 | 54 | [9 empty] | BLACK | Threaded - Coupling Concentric Reducing - MI - DN40-25 | Standard | 11596632
EXP61053 | M111 | CW-ARRAY | EXP61153C-2 |  | BUTTWELD CAP END | 65 | 76.1 | 1 | [10 empty] | BLACK | Pipe Fitting - Butt-Welded Cap End | Standard | 11596633
EXP61053 | M111 | CW-ARRAY | EXP61153C-2 |  | VIC FP COUPLING STYLE 009N (RIGID) | 65x65 | 76.1 | 1 | [10 empty] | BLACK | Victaulic-FP-FireLock EZ Rigid Coupling Style 009N | Standard | 11596636
EXP61053 | M111 | CW-ARRAY | EXP61153C-2 |  | VIC FP COUPLING STYLE 009N (RIGID) | 65x65 | 76.1 | 1 | [10 empty] | BLACK | Victaulic-FP-FireLock EZ Rigid Coupling Style 009N | Standard | 11596638
EXP61053 | M111 | CW-ARRAY | EXP61153C-2 |  | BUTTWELD CAP END | 65 | 76.1 | 1 | [10 empty] | BLACK | Pipe Fitting - Butt-Welded Cap End | Standard | 11596654
EXP61053 | M111 | CW-ARRAY | EXP61153C-2 |  | BUTTWELD CAP END | 65 | 76.1 | 1 | [10 empty] | BLACK | Pipe Fitting - Butt-Welded Cap End | Standard | 11596661
EXP61053 | M111 | CW-ARRAY | EXP61153C-2 |  | VIC FP COUPLING STYLE 009N (RIGID) | 65x65 | 76.1 | 1 | [10 empty] | BLACK | Victaulic-FP-FireLock EZ Rigid Coupling Style 009N | Standard | 11596664
EXP61053 | M111 | CW-ARRAY | EXP61153C-2 |  | VIC FP COUPLING STYLE 009N (RIGID) | 65x65 | 76.1 | 1 | [10 empty] | BLACK | Victaulic-FP-FireLock EZ Rigid Coupling Style 009N | Standard | 11596666
EXP61053 | M111 | CW-ARRAY | EXP61153C-2 |  | VIC FP COUPLING STYLE 009N (RIGID) | 150x150 | 165.1 | 1 | [10 empty] | BLACK | Victaulic-FP-FireLock EZ Rigid Coupling Style 009N_Union | Standard | 11596669
EXP61053 | M111 | CW-ARRAY | EXP61153C-2 |  | VIC FP COUPLING STYLE 009N (RIGID) | 150x150 | 165.1 | 1 | [10 empty] | BLACK | Victaulic-FP-FireLock EZ Rigid Coupling Style 009N_Union | Standard | 11596670
EXP61053 | M111 | CW-DISTRIBUTION | EXP61153C |  | VIC QUICKVIC COUPLING STYLE 177N (FLEX) | 150x150 | 165.1 | 1 | [10 empty] | BLACK | Victaulic-IPS-QuickVic Flexible Coupling Style 177_Union | Standard | 11596674
EXP61053 | M111 | CW-DISTRIBUTION | EXP61153C |  | VIC QUICKVIC COUPLING STYLE 177N (FLEX) | 150x150 | 165.1 | 1 | [10 empty] | BLACK | Victaulic-IPS-QuickVic Flexible Coupling Style 177_Union | Standard | 11596676
EXP61053 | M111 | CW-DISTRIBUTION | EXP61153C |  | VIC QUICKVIC COUPLING STYLE 177N (FLEX) | 150x150 | 165.1 | 1 | [10 empty] | BLACK | Victaulic-IPS-QuickVic Flexible Coupling Style 177_Union | Standard | 11596678
EXP61053 | M111 | CW-ARRAY | EXP61153C-2 |  | VIC FP COUPLING STYLE 009N (RIGID) | 150x150 | 165.1 | 1 | [10 empty] | BLACK | Victaulic-FP-FireLock EZ Rigid Coupling Style 009N | Standard | 11596680
EXP61053 | M111 | CW-ARRAY | EXP61153C-1 |  | VIC FP CAP No 006 | 150 | 165.1 | 1 | [10 empty] | BLACK | Victaulic-FP-Cap No 006 | Standard | 11596684
EXP61053 | M111 | CW-ARRAY | EXP61153C-2 |  | VIC FP CAP No 006 | 150 | 165.1 | 1 | [10 empty] | BLACK | Victaulic-FP-Cap No 006 | Standard | 11596685
EXP61053 | M111 | CW-ARRAY | EXP61153C-2 |  | VIC FP COUPLING STYLE 009N (RIGID) | 150x150 | 165.1 | 1 | [10 empty] | BLACK | Victaulic-FP-FireLock EZ Rigid Coupling Style 009N | Standard | 11596686
EXP61053 | M111 | CW-ARRAY | EXP61153C-1 |  | VIC FP COUPLING STYLE 009N (RIGID) | 150x150 | 165.1 | 1 | [10 empty] | BLACK | Victaulic-FP-FireLock EZ Rigid Coupling Style 009N | Standard | 11596687
EXP61053 | M111 | CW-DISTRIBUTION | EXP61153C |  | VIC FP TEE No 002 | 150x150x150 | 165.1 | 1 | [10 empty] | BLACK | Victaulic-FP-Tee No 002 | Standard | 11596688
EXP61053 | M111 | CW-ARRAY | EXP61153C-2 |  | VIC FP 90 DEG ELBOW No 001 | 150x150 | 165.1 | 1 | [10 empty] | BLACK | Victaulic-FP-Elbow No 001-003 | Standard | 11596689
EXP61053 | M111 | CW-DISTRIBUTION | EXP61153C |  | VIC FP 90 DEG ELBOW No 001 | 150x150 | 165.1 | 1 | [10 empty] | BLACK | Victaulic-FP-Elbow No 001-003 | Standard | 11596690
EXP61053 | M111 | CW-ARRAY | EXP61153C-1 |  | VIC FP 90 DEG ELBOW No 001 | 150x150 | 165.1 | 1 | [10 empty] | BLACK | Victaulic-FP-Elbow No 001-003 | Standard | 11596691
EXP61053 | M111 | CW-ARRAY | EXP61153D-1 |  | VIC FP COUPLING STYLE 009N (RIGID) | 65x65 | 76.1 | 1 | [10 empty] | BLACK | Victaulic-FP-FireLock EZ Rigid Coupling Style 009N | Standard | 11596790
EXP61053 | M111 | CW-ARRAY | EXP61153D-1 |  | VIC FP COUPLING STYLE 009N (RIGID) | 65x65 | 76.1 | 1 | [10 empty] | BLACK | Victaulic-FP-FireLock EZ Rigid Coupling Style 009N | Standard | 11596792
EXP61053 | M111 | CW-ARRAY | EXP61153D-1 |  | VIC FP COUPLING STYLE 009N (RIGID) | 65x65 | 76.1 | 1 | [10 empty] | BLACK | Victaulic-FP-FireLock EZ Rigid Coupling Style 009N | Standard | 11596797
EXP61053 | M111 | CW-ARRAY | EXP61153D-1 |  | VIC FP COUPLING STYLE 009N (RIGID) | 65x65 | 76.1 | 1 | [10 empty] | BLACK | Victaulic-FP-FireLock EZ Rigid Coupling Style 009N | Standard | 11596799
EXP61053 | M111 | CW-ARRAY | EXP61153D-1 |  | VIC FP COUPLING STYLE 009N (RIGID) | 150x150 | 165.1 | 1 | [10 empty] | BLACK | Victaulic-FP-FireLock EZ Rigid Coupling Style 009N_Union | Standard | 11596800
EXP61053 | M111 | CW-ARRAY | EXP61153D-1 |  | VIC FP COUPLING STYLE 009N (RIGID) | 150x150 | 165.1 | 1 | [10 empty] | BLACK | Victaulic-FP-FireLock EZ Rigid Coupling Style 009N_Union | Standard | 11596801
EXP61053 | M111 | CW-ARRAY | EXP61153D-2 |  | BUTTWELD CAP END | 65 | 76.1 | 1 | [10 empty] | BLACK | Pipe Fitting - Butt-Welded Cap End | Standard | 11596815
EXP61053 | M111 | CW-ARRAY | EXP61153D-2 |  | THREADED-COUPLING CONCENTRIC REDUCING-Class 150 | 40x25 | 40.2/56.2 | 1 | 54 | [9 empty] | BLACK | Threaded - Coupling Concentric Reducing - MI - DN40-25 | Standard | 11596820
EXP61053 | M111 | CW-ARRAY | EXP61153D-2 |  | BUTTWELD CAP END | 65 | 76.1 | 1 | [10 empty] | BLACK | Pipe Fitting - Butt-Welded Cap End | Standard | 11596824
EXP61053 | M111 | CW-ARRAY | EXP61153D-2 |  | VIC FP COUPLING STYLE 009N (RIGID) | 65x65 | 76.1 | 1 | [10 empty] | BLACK | Victaulic-FP-FireLock EZ Rigid Coupling Style 009N | Standard | 11596827
EXP61053 | M111 | CW-ARRAY | EXP61153D-2 |  | THREADED-COUPLING CONCENTRIC REDUCING-Class 150 | 40x25 | 56.2/40.2 | 1 | 54 | [9 empty] | BLACK | Threaded - Coupling Concentric Reducing - MI - DN40-25 | Standard | 11596831
EXP61053 | M111 | CW-ARRAY | EXP61153D-2 |  | BUTTWELD CAP END | 65 | 76.1 | 1 | [10 empty] | BLACK | Pipe Fitting - Butt-Welded Cap End | Standard | 11596845
EXP61053 | M111 | CW-ARRAY | EXP61153D-2 |  | BUTTWELD CAP END | 65 | 76.1 | 1 | [10 empty] | BLACK | Pipe Fitting - Butt-Welded Cap End | Standard | 11596852
EXP61053 | M111 | CW-ARRAY | EXP61153D-2 |  | VIC FP COUPLING STYLE 009N (RIGID) | 65x65 | 76.1 | 1 | [10 empty] | BLACK | Victaulic-FP-FireLock EZ Rigid Coupling Style 009N | Standard | 11596855
EXP61053 | M111 | CW-ARRAY | EXP61153D-2 |  | VIC FP COUPLING STYLE 009N (RIGID) | 65x65 | 76.1 | 1 | [10 empty] | BLACK | Victaulic-FP-FireLock EZ Rigid Coupling Style 009N | Standard | 11596857
EXP61053 | M111 | CW-ARRAY | EXP61153D-2 |  | VIC FP COUPLING STYLE 009N (RIGID) | 150x150 | 165.1 | 1 | [10 empty] | BLACK | Victaulic-FP-FireLock EZ Rigid Coupling Style 009N_Union | Standard | 11596860
EXP61053 | M111 | CW-ARRAY | EXP61153D-2 |  | VIC FP COUPLING STYLE 009N (RIGID) | 150x150 | 165.1 | 1 | [10 empty] | BLACK | Victaulic-FP-FireLock EZ Rigid Coupling Style 009N_Union | Standard | 11596861
EXP61053 | M111 | CW-DISTRIBUTION | EXP61153D |  | VIC QUICKVIC COUPLING STYLE 177N (FLEX) | 150x150 | 165.1 | 1 | [10 empty] | BLACK | Victaulic-IPS-QuickVic Flexible Coupling Style 177_Union | Standard | 11596865
EXP61053 | M111 | CW-DISTRIBUTION | EXP61153D |  | VIC QUICKVIC COUPLING STYLE 177N (FLEX) | 150x150 | 165.1 | 1 | [10 empty] | BLACK | Victaulic-IPS-QuickVic Flexible Coupling Style 177_Union | Standard | 11596867
EXP61053 | M111 | CW-ARRAY | EXP61153D-1 |  | VIC FP CAP No 006 | 150 | 165.1 | 1 | [10 empty] | BLACK | Victaulic-FP-Cap No 006 | Standard | 11596869
EXP61053 | M111 | CW-ARRAY | EXP61153D-2 |  | VIC FP CAP No 006 | 150 | 165.1 | 1 | [10 empty] | BLACK | Victaulic-FP-Cap No 006 | Standard | 11596870
EXP61053 | M111 | CW-ARRAY | EXP61153D-2 |  | VIC FP COUPLING STYLE 009N (RIGID) | 150x150 | 165.1 | 1 | [10 empty] | BLACK | Victaulic-FP-FireLock EZ Rigid Coupling Style 009N | Standard | 11596871
EXP61053 | M111 | CW-ARRAY | EXP61153D-2 |  | VIC FP 90 DEG ELBOW No 001 | 150x150 | 165.1 | 1 | [10 empty] | BLACK | Victaulic-FP-Elbow No 001-003 | Standard | 11596872
EXP61053 | M111 | CW-DISTRIBUTION | EXP61153D |  | VIC FP 90 DEG ELBOW No 001 | 150x150 | 165.1 | 1 | [10 empty] | BLACK | Victaulic-FP-Elbow No 001-003 | Standard | 11596873
EXP61053 | M111 | CW-DISTRIBUTION | EXP61153A |  | VIC QUICKVIC COUPLING STYLE 177N (FLEX) | 150x150 | 165.1 | 1 | [10 empty] | BLACK | Victaulic-IPS-QuickVic Flexible Coupling Style 177_Union | Standard | 11596930
EXP61053 | M111 | CW-DISTRIBUTION | EXP61153A |  | VIC QUICKVIC COUPLING STYLE 177N (FLEX) | 150x150 | 165.1 | 1 | [10 empty] | BLACK | Victaulic-IPS-QuickVic Flexible Coupling Style 177_Union | Standard | 11596932
EXP61053 | M111 | CW-DISTRIBUTION | EXP61153A |  | VIC QUICKVIC COUPLING STYLE 177N (FLEX) | 150x150 | 165.1 | 1 | [10 empty] | BLACK | Victaulic-IPS-QuickVic Flexible Coupling Style 177_Union | Standard | 11596934
EXP61053 | M111 | CW-DISTRIBUTION | EXP61153A |  | VIC QUICKVIC COUPLING STYLE 177N (FLEX) | 150x150 | 165.1 | 1 | [10 empty] | BLACK | Victaulic-IPS-QuickVic Flexible Coupling Style 177_Union | Standard | 11596948
EXP61053 | M111 | CW-DISTRIBUTION | EXP61153A |  | VIC QUICKVIC COUPLING STYLE 177N (FLEX) | 150x150 | 165.1 | 1 | [10 empty] | BLACK | Victaulic-IPS-QuickVic Flexible Coupling Style 177_Union | Standard | 11596950
EXP61053 | M111 | CW-DISTRIBUTION | EXP61153A |  | VIC QUICKVIC COUPLING STYLE 177N (FLEX) | 150x150 | 165.1 | 1 | [10 empty] | BLACK | Victaulic-IPS-QuickVic Flexible Coupling Style 177_Union | Standard | 11596952
EXP61053 | M111 | CW-DISTRIBUTION | EXP61153A |  | VIC QUICKVIC COUPLING STYLE 177N (FLEX) | 150x150 | 165.1 | 1 | [10 empty] | BLACK | Victaulic-IPS-QuickVic Flexible Coupling Style 177_Union | Standard | 11596966
EXP61053 | M111 | CW-DISTRIBUTION | EXP61153A |  | VIC QUICKVIC COUPLING STYLE 177N (FLEX) | 150x150 | 165.1 | 1 | [10 empty] | BLACK | Victaulic-IPS-QuickVic Flexible Coupling Style 177_Union | Standard | 11596968
EXP61053 | M111 | CW-DISTRIBUTION | EXP61153A |  | VIC QUICKVIC COUPLING STYLE 177N (FLEX) | 150x150 | 165.1 | 1 | [10 empty] | BLACK | Victaulic-IPS-QuickVic Flexible Coupling Style 177_Union | Standard | 11596970
EXP61053 | M111 | CW-DISTRIBUTION | EXP61153B |  | VIC QUICKVIC COUPLING STYLE 177N (FLEX) | 150x150 | 165.1 | 1 | [10 empty] | BLACK | Victaulic-IPS-QuickVic Flexible Coupling Style 177_Union | Standard | 11596990
EXP61053 | M111 | CW-DISTRIBUTION | EXP61153B |  | VIC QUICKVIC COUPLING STYLE 177N (FLEX) | 150x150 | 165.1 | 1 | [10 empty] | BLACK | Victaulic-IPS-QuickVic Flexible Coupling Style 177_Union | Standard | 11596992
EXP61053 | M111 | CW-DISTRIBUTION | EXP61153B |  | VIC QUICKVIC COUPLING STYLE 177N (FLEX) | 150x150 | 165.1 | 1 | [10 empty] | BLACK | Victaulic-IPS-QuickVic Flexible Coupling Style 177_Union | Standard | 11596994
EXP61053 | M111 | CW-DISTRIBUTION | EXP61153B |  | VIC QUICKVIC COUPLING STYLE 177N (FLEX) | 150x150 | 165.1 | 1 | [10 empty] | BLACK | Victaulic-IPS-QuickVic Flexible Coupling Style 177_Union | Standard | 11597010
EXP61053 | M111 | CW-DISTRIBUTION | EXP61153B |  | VIC QUICKVIC COUPLING STYLE 177N (FLEX) | 150x150 | 165.1 | 1 | [10 empty] | BLACK | Victaulic-IPS-QuickVic Flexible Coupling Style 177_Union | Standard | 11597012
EXP61053 | M111 | CW-DISTRIBUTION | EXP61153B |  | VIC QUICKVIC COUPLING STYLE 177N (FLEX) | 150x150 | 165.1 | 1 | [10 empty] | BLACK | Victaulic-IPS-QuickVic Flexible Coupling Style 177_Union | Standard | 11597014
EXP61053 | M111 | CW-DISTRIBUTION | EXP61153C |  | VIC QUICKVIC COUPLING STYLE 177N (FLEX) | 150x150 | 165.1 | 1 | [10 empty] | BLACK | Victaulic-IPS-QuickVic Flexible Coupling Style 177_Union | Standard | 11597044
EXP61053 | M111 | CW-DISTRIBUTION | EXP61153C |  | VIC QUICKVIC COUPLING STYLE 177N (FLEX) | 150x150 | 165.1 | 1 | [10 empty] | BLACK | Victaulic-IPS-QuickVic Flexible Coupling Style 177_Union | Standard | 11597046
EXP61053 | M111 | CW-DISTRIBUTION | EXP61153C |  | VIC QUICKVIC COUPLING STYLE 177N (FLEX) | 150x150 | 165.1 | 1 | [10 empty] | BLACK | Victaulic-IPS-QuickVic Flexible Coupling Style 177_Union | Standard | 11597048
EXP61053 | M111 | CW-DISTRIBUTION | EXP61153D |  | VIC QUICKVIC COUPLING STYLE 177N (FLEX) | 150x150 | 165.1 | 1 | [10 empty] | BLACK | Victaulic-IPS-QuickVic Flexible Coupling Style 177_Union | Standard | 11597068
EXP61053 | M111 | CW-DISTRIBUTION | EXP61153B |  | VIC QUICKVIC COUPLING STYLE 177N (FLEX) | 150x150 | 165.1 | 1 | [10 empty] | BLACK | Victaulic-IPS-QuickVic Flexible Coupling Style 177_Union | Standard | 11597074
EXP61053 | M111 | CW-DISTRIBUTION | EXP61153A |  | VIC QUICKVIC COUPLING STYLE 177N (FLEX) | 150x150 | 165.1 | 1 | [10 empty] | BLACK | Victaulic-IPS-QuickVic Flexible Coupling Style 177_Union | Standard | 11597080
EXP61053 | M111 | CW-DISTRIBUTION | EXP61153C |  | VIC QUICKVIC COUPLING STYLE 177N (FLEX) | 150x150 | 165.1 | 1 | [10 empty] | BLACK | Victaulic-IPS-QuickVic Flexible Coupling Style 177_Union | Standard | 11597086
EXP61053 | M111 | CW-DISTRIBUTION | EXP61153C |  | VIC QUICKVIC COUPLING STYLE 177N (FLEX) | 150x150 | 165.1 | 1 | [10 empty] | BLACK | Victaulic-IPS-QuickVic Flexible Coupling Style 177_Union | Standard | 11597092
EXP61053 | M111 | CW-DISTRIBUTION | EXP61153B |  | VIC QUICKVIC COUPLING STYLE 177N (FLEX) | 150x150 | 165.1 | 1 | [10 empty] | BLACK | Victaulic-IPS-QuickVic Flexible Coupling Style 177_Union | Standard | 11597102
EXP61053 | M111 | CW-DISTRIBUTION | EXP61153C |  | VIC QUICKVIC COUPLING STYLE 177N (FLEX) | 150x150 | 165.1 | 1 | [10 empty] | BLACK | Victaulic-IPS-QuickVic Flexible Coupling Style 177_Union | Standard | 11597106
EXP61053 | M111 | CW-DISTRIBUTION | EXP61153C |  | VIC QUICKVIC COUPLING STYLE 177N (FLEX) | 150x150 | 165.1 | 1 | [10 empty] | BLACK | Victaulic-IPS-QuickVic Flexible Coupling Style 177_Union | Standard | 11597110
EXP61053 | M111 | CW-DISTRIBUTION | EXP61153B |  | VIC QUICKVIC COUPLING STYLE 177N (FLEX) | 150x150 | 165.1 | 1 | [10 empty] | BLACK | Victaulic-IPS-QuickVic Flexible Coupling Style 177_Union | Standard | 11597116
EXP61053 | M111 | CW-DISTRIBUTION | EXP61153B |  | VIC QUICKVIC COUPLING STYLE 177N (FLEX) | 150x150 | 165.1 | 1 | [10 empty] | BLACK | Victaulic-IPS-QuickVic Flexible Coupling Style 177_Union | Standard | 11597122
EXP61053 | M111 | CW-DISTRIBUTION | EXP61153A |  | VIC QUICKVIC COUPLING STYLE 177N (FLEX) | 150x150 | 165.1 | 1 | [10 empty] | BLACK | Victaulic-IPS-QuickVic Flexible Coupling Style 177_Union | Standard | 11597132
EXP61053 | M111 | CW-DISTRIBUTION | EXP61153B |  | VIC QUICKVIC COUPLING STYLE 177N (FLEX) | 150x150 | 165.1 | 1 | [10 empty] | BLACK | Victaulic-IPS-QuickVic Flexible Coupling Style 177_Union | Standard | 11597136
EXP61053 | M111 | CW-DISTRIBUTION | EXP61153B |  | VIC QUICKVIC COUPLING STYLE 177N (FLEX) | 150x150 | 165.1 | 1 | [10 empty] | BLACK | Victaulic-IPS-QuickVic Flexible Coupling Style 177_Union | Standard | 11597140
EXP61053 | M111 | CW-DISTRIBUTION | EXP61153A |  | VIC QUICKVIC COUPLING STYLE 177N (FLEX) | 150x150 | 165.1 | 1 | [10 empty] | BLACK | Victaulic-IPS-QuickVic Flexible Coupling Style 177_Union | Standard | 11597146
EXP61053 | M111 | CW-DISTRIBUTION | EXP61153B |  | VIC QUICKVIC COUPLING STYLE 177N (FLEX) | 150x150 | 165.1 | 1 | [10 empty] | BLACK | Victaulic-IPS-QuickVic Flexible Coupling Style 177_Union | Standard | 11597150
EXP61053 | M111 | CW-DISTRIBUTION | EXP61153B |  | VIC QUICKVIC COUPLING STYLE 177N (FLEX) | 150x150 | 165.1 | 1 | [10 empty] | BLACK | Victaulic-IPS-QuickVic Flexible Coupling Style 177_Union | Standard | 11597154
EXP61053 | M111 | CW-DISTRIBUTION | EXP61153A |  | VIC QUICKVIC COUPLING STYLE 177N (FLEX) | 150x150 | 165.1 | 1 | [10 empty] | BLACK | Victaulic-IPS-QuickVic Flexible Coupling Style 177_Union | Standard | 11597164
EXP61053 | M111 | CW-DISTRIBUTION | EXP61153A |  | VIC QUICKVIC COUPLING STYLE 177N (FLEX) | 150x150 | 165.1 | 1 | [10 empty] | BLACK | Victaulic-IPS-QuickVic Flexible Coupling Style 177_Union | Standard | 11597169
EXP61053 | M111 | CW-DISTRIBUTION | EXP61153A |  | VIC QUICKVIC COUPLING STYLE 177N (FLEX) | 150x150 | 165.1 | 1 | [10 empty] | BLACK | Victaulic-IPS-QuickVic Flexible Coupling Style 177_Union | Standard | 11597173
EXP61053 | M111 | CW-DISTRIBUTION | EXP61153A |  | VIC QUICKVIC COUPLING STYLE 177N (FLEX) | 150x150 | 165.1 | 1 | [10 empty] | BLACK | Victaulic-IPS-QuickVic Flexible Coupling Style 177_Union | Standard | 11597177
EXP61053 | M111 | CW-DISTRIBUTION | EXP61153A |  | VIC FP 90 DEG ELBOW No 001 | 150x150 | 165.1 | 1 | [10 empty] | BLACK | Victaulic-FP-Elbow No 001-003 | Standard | 11597181
EXP61053 | M111 | CW-DISTRIBUTION | EXP61153A |  | VIC FP 90 DEG ELBOW No 001 | 150x150 | 165.1 | 1 | [10 empty] | BLACK | Victaulic-FP-Elbow No 001-003 | Standard | 11597193
EXP61053 | M111 | CW-DISTRIBUTION | EXP61153A |  | VIC FP 90 DEG ELBOW No 001 | 150x150 | 165.1 | 1 | [10 empty] | BLACK | Victaulic-FP-Elbow No 001-003 | Standard | 11597199
EXP61053 | M111 | CW-DISTRIBUTION | EXP61153A |  | VIC FP 90 DEG ELBOW No 001 | 150x150 | 165.1 | 1 | [10 empty] | BLACK | Victaulic-FP-Elbow No 001-003 | Standard | 11597207
EXP61053 | M111 | CW-ARRAY | EXP61153A-1 |  | Kép | 40x25 | 48.3 | 1 | 12.7 | [9 empty] | BLACK | Hex Bushing Thread Reducer | Standard | 11597214
EXP61053 | M111 | CW-ARRAY | EXP61153A-1 |  | Kép | 40x25 | 48.3 | 1 | 12.7 | [9 empty] | BLACK | Hex Bushing Thread Reducer | Standard | 11597216
EXP61053 | M111 | CW-ARRAY | EXP61153A-1 |  | Kép | 40x25 | 48.3 | 1 | 12.7 | [9 empty] | BLACK | Hex Bushing Thread Reducer | Standard | 11597218
EXP61053 | M111 | CW-ARRAY | EXP61153A-2 |  | Kép | 40x25 | 48.3 | 1 | 12.7 | [9 empty] | BLACK | Hex Bushing Thread Reducer | Standard | 11597220
EXP61053 | M111 | CW-ARRAY | EXP61153A-2 |  | Kép | 40x25 | 48.3 | 1 | 12.7 | [9 empty] | BLACK | Hex Bushing Thread Reducer | Standard | 11597222
EXP61053 | M111 | CW-ARRAY | EXP61153A-2 |  | Kép | 40x25 | 48.3 | 1 | 12.7 | [9 empty] | BLACK | Hex Bushing Thread Reducer | Standard | 11597224
EXP61053 | M111 | CW-ARRAY | EXP61153B-2 |  | Kép | 40x25 | 48.3 | 1 | 12.7 | [9 empty] | BLACK | Hex Bushing Thread Reducer | Standard | 11597232
EXP61053 | M111 | CW-ARRAY | EXP61153B-2 |  | Kép | 40x25 | 48.3 | 1 | 12.7 | [9 empty] | BLACK | Hex Bushing Thread Reducer | Standard | 11597234
EXP61053 | M111 | CW-ARRAY | EXP61153B-2 |  | Kép | 40x25 | 48.3 | 1 | 12.7 | [9 empty] | BLACK | Hex Bushing Thread Reducer | Standard | 11597236
EXP61053 | M111 | CW-ARRAY | EXP61153C-1 |  | Kép | 40x25 | 48.3 | 1 | 12.7 | [9 empty] | BLACK | Hex Bushing Thread Reducer | Standard | 11597238
EXP61053 | M111 | CW-ARRAY | EXP61153C-1 |  | Kép | 40x25 | 48.3 | 1 | 12.7 | [9 empty] | BLACK | Hex Bushing Thread Reducer | Standard | 11597240
EXP61053 | M111 | CW-ARRAY | EXP61153C-1 |  | Kép | 40x25 | 48.3 | 1 | 12.7 | [9 empty] | BLACK | Hex Bushing Thread Reducer | Standard | 11597242
EXP61053 | M111 | CW-ARRAY | EXP61153C-2 |  | Kép | 40x25 | 48.3 | 1 | 12.7 | [9 empty] | BLACK | Hex Bushing Thread Reducer | Standard | 11597244
EXP61053 | M111 | CW-ARRAY | EXP61153C-2 |  | Kép | 40x25 | 48.3 | 1 | 12.7 | [9 empty] | BLACK | Hex Bushing Thread Reducer | Standard | 11597246
EXP61053 | M111 | CW-ARRAY | EXP61153C-2 |  | Kép | 40x25 | 48.3 | 1 | 12.7 | [9 empty] | BLACK | Hex Bushing Thread Reducer | Standard | 11597248
EXP61053 | M111 | CW-ARRAY | EXP61153D-2 |  | Kép | 40x25 | 48.3 | 1 | 12.7 | [9 empty] | BLACK | Hex Bushing Thread Reducer | Standard | 11597250
EXP61053 | M111 | CW-ARRAY | EXP61153D-2 |  | Kép | 40x25 | 48.3 | 1 | 12.7 | [9 empty] | BLACK | Hex Bushing Thread Reducer | Standard | 11597254
EXP61053 | M111 | CW-ARRAY | EXP61153D-2 |  | VIC FP 90 DEG ELBOW No 001 | 65x65 | 76.1 | 1 | [10 empty] | BLACK | Victaulic-FP-Elbow No 001-003 | Standard | 11597258
EXP61053 | M111 | CW-ARRAY | EXP61153D-2 |  | VIC FP 90 DEG ELBOW No 001 | 65x65 | 76.1 | 1 | [10 empty] | BLACK | Victaulic-FP-Elbow No 001-003 | Standard | 11597260
EXP61053 | M111 | CW-ARRAY | EXP61153D-2 |  | VIC FP COUPLING STYLE 009N (RIGID) | 65x65 | 76.1 | 1 | [10 empty] | BLACK | Victaulic-FP-FireLock EZ Rigid Coupling Style 009N_Union | Standard | 11597264
EXP61053 | M111 | CW-ARRAY | EXP61153D-2 |  | VIC FP COUPLING STYLE 009N (RIGID) | 65x65 | 76.1 | 1 | [10 empty] | BLACK | Victaulic-FP-FireLock EZ Rigid Coupling Style 009N_Union | Standard | 11597268
EXP61053 | M111 | CW-ARRAY | EXP61153D-2 |  | VIC FP COUPLING STYLE 009N (RIGID) | 65x65 | 76.1 | 1 | [10 empty] | BLACK | Victaulic-FP-FireLock EZ Rigid Coupling Style 009N_Union | Standard | 11597270
EXP61053 | M111 | CW-ARRAY | EXP61153D-1 |  | VIC FP COUPLING STYLE 009N (RIGID) | 150x150 | 165.1 | 1 | [10 empty] | BLACK | Victaulic-FP-FireLock EZ Rigid Coupling Style 009N_Union | Standard | 11597274
EXP61053 | M111 | CW-ARRAY | EXP61153A-2 |  | VIC FP 90 DEG ELBOW No 001 | 65x65 | 76.1 | 1 | [10 empty] | BLACK | Victaulic-FP-Elbow No 001-003 | Standard | 11597276
EXP61053 | M111 | CW-ARRAY | EXP61153A-2 |  | VIC FP 90 DEG ELBOW No 001 | 65x65 | 76.1 | 1 | [10 empty] | BLACK | Victaulic-FP-Elbow No 001-003 | Standard | 11597278
EXP61053 | M111 | CW-ARRAY | EXP61153A-2 |  | VIC FP COUPLING STYLE 009N (RIGID) | 65x65 | 76.1 | 1 | [10 empty] | BLACK | Victaulic-FP-FireLock EZ Rigid Coupling Style 009N_Union | Standard | 11597280
EXP61053 | M111 | CW-ARRAY | EXP61153A-2 |  | VIC FP COUPLING STYLE 009N (RIGID) | 65x65 | 76.1 | 1 | [10 empty] | BLACK | Victaulic-FP-FireLock EZ Rigid Coupling Style 009N_Union | Standard | 11597282
EXP61053 | M111 | CW-ARRAY | EXP61153A-1 |  | VIC FP COUPLING STYLE 009N (RIGID) | 150x150 | 165.1 | 1 | [10 empty] | BLACK | Victaulic-FP-FireLock EZ Rigid Coupling Style 009N_Union | Standard | 11597294
EXP61053 | M111 | CW-ARRAY | EXP61153A-1 |  | VIC FP COUPLING STYLE 009N (RIGID) | 150x150 | 165.1 | 1 | [10 empty] | BLACK | Victaulic-FP-FireLock EZ Rigid Coupling Style 009N_Union | Standard | 11597298
EXP61053 | M111 | CW-ARRAY | EXP61153A-1 |  | VIC FP COUPLING STYLE 009N (RIGID) | 150x150 | 165.1 | 1 | [10 empty] | BLACK | Victaulic-FP-FireLock EZ Rigid Coupling Style 009N_Union | Standard | 11597300
EXP61053 | M111 | CW-ARRAY | EXP61153A-2 |  | VIC FP COUPLING STYLE 009N (RIGID) | 150x150 | 165.1 | 1 | [10 empty] | BLACK | Victaulic-FP-FireLock EZ Rigid Coupling Style 009N_Union | Standard | 11597304
EXP61053 | M111 | CW-ARRAY | EXP61153A-2 |  | VIC FP COUPLING STYLE 009N (RIGID) | 150x150 | 165.1 | 1 | [10 empty] | BLACK | Victaulic-FP-FireLock EZ Rigid Coupling Style 009N_Union | Standard | 11597308
EXP61053 | M111 | CW-ARRAY | EXP61153B-2 |  | VIC FP COUPLING STYLE 009N (RIGID) | 150x150 | 165.1 | 1 | [10 empty] | BLACK | Victaulic-FP-FireLock EZ Rigid Coupling Style 009N_Union | Standard | 11597322
EXP61053 | M111 | CW-ARRAY | EXP61153B-2 |  | VIC FP COUPLING STYLE 009N (RIGID) | 150x150 | 165.1 | 1 | [10 empty] | BLACK | Victaulic-FP-FireLock EZ Rigid Coupling Style 009N_Union | Standard | 11597326
EXP61053 | M111 | CW-ARRAY | EXP61153C-1 |  | VIC FP COUPLING STYLE 009N (RIGID) | 150x150 | 165.1 | 1 | [10 empty] | BLACK | Victaulic-FP-FireLock EZ Rigid Coupling Style 009N_Union | Standard | 11597330
EXP61053 | M111 | CW-ARRAY | EXP61153C-1 |  | VIC FP COUPLING STYLE 009N (RIGID) | 150x150 | 165.1 | 1 | [10 empty] | BLACK | Victaulic-FP-FireLock EZ Rigid Coupling Style 009N_Union | Standard | 11597334
EXP61053 | M111 | CW-ARRAY | EXP61153C-1 |  | VIC FP COUPLING STYLE 009N (RIGID) | 150x150 | 165.1 | 1 | [10 empty] | BLACK | Victaulic-FP-FireLock EZ Rigid Coupling Style 009N_Union | Standard | 11597336
EXP61053 | M111 | CW-ARRAY | EXP61153C-2 |  | VIC FP COUPLING STYLE 009N (RIGID) | 150x150 | 165.1 | 1 | [10 empty] | BLACK | Victaulic-FP-FireLock EZ Rigid Coupling Style 009N_Union | Standard | 11597340
EXP61053 | M111 | CW-ARRAY | EXP61153C-2 |  | VIC FP COUPLING STYLE 009N (RIGID) | 150x150 | 165.1 | 1 | [10 empty] | BLACK | Victaulic-FP-FireLock EZ Rigid Coupling Style 009N_Union | Standard | 11597344
EXP61053 | M111 | CW-ARRAY | EXP61153D-1 |  | VIC FP COUPLING STYLE 009N (RIGID) | 150x150 | 165.1 | 1 | [10 empty] | BLACK | Victaulic-FP-FireLock EZ Rigid Coupling Style 009N_Union | Standard | 11597346
EXP61053 | M111 | CW-ARRAY | EXP61153D-2 |  | VIC FP COUPLING STYLE 009N (RIGID) | 150x150 | 165.1 | 1 | [10 empty] | BLACK | Victaulic-FP-FireLock EZ Rigid Coupling Style 009N_Union | Standard | 11597350
EXP61053 | M111 | CW-ARRAY | EXP61153D-2 |  | VIC FP COUPLING STYLE 009N (RIGID) | 150x150 | 165.1 | 1 | [10 empty] | BLACK | Victaulic-FP-FireLock EZ Rigid Coupling Style 009N_Union | Standard | 11597354
EXP61053 | M111 | CW-ARRAY | EXP61153D-2 |  | VIC FP COUPLING STYLE 009N (RIGID) | 150x150 | 165.1 | 1 | [10 empty] | BLACK | Victaulic-FP-FireLock EZ Rigid Coupling Style 009N_Union | Standard | 11597356
EXP61053 | M111 | CW-ARRAY | EXP61153D-1 |  | BUTTWELD CAP END | 65 | 76.1 | 1 | [10 empty] | BLACK | Pipe Fitting - Butt-Welded Cap End | Standard | 11597376
EXP61053 | M111 | CW-ARRAY | EXP61153D-1 |  | THREADED-COUPLING CONCENTRIC REDUCING-Class 150 | 40x25 | 56.2/40.2 | 1 | 54 | [9 empty] | BLACK | Threaded - Coupling Concentric Reducing - MI - DN40-25 | Standard | 11597379
EXP61053 | M111 | CW-ARRAY | EXP61153D-1 |  | VIC FP COUPLING STYLE 009N (RIGID) | 65x65 | 76.1 | 1 | [10 empty] | BLACK | Victaulic-FP-FireLock EZ Rigid Coupling Style 009N | Standard | 11597388
EXP61053 | M111 | CW-ARRAY | EXP61153D-1 |  | BUTTWELD CAP END | 65 | 76.1 | 1 | [10 empty] | BLACK | Pipe Fitting - Butt-Welded Cap End | Standard | 11597399
EXP61053 | M111 | CW-ARRAY | EXP61153D-1 |  | VIC FP COUPLING STYLE 009N (RIGID) | 65x65 | 76.1 | 1 | [10 empty] | BLACK | Victaulic-FP-FireLock EZ Rigid Coupling Style 009N | Standard | 11597408
EXP61053 | M111 | CW-DISTRIBUTION | EXP61153D |  | VIC FP TEE No 002 | 150x150x150 | 165.1 | 1 | [10 empty] | BLACK | Victaulic-FP-Tee No 002 | Standard | 11597410
EXP61053 | M111 | CW-DISTRIBUTION | EXP61153D |  | VIC FP COUPLING STYLE 009N (RIGID) | 150x150 | 165.1 | 1 | [10 empty] | BLACK | Victaulic-FP-FireLock EZ Rigid Coupling Style 009N_Union | Standard | 11597412
EXP61053 | M111 | CW-DISTRIBUTION | EXP61153D |  | VIC QUICKVIC COUPLING STYLE 177N (FLEX) | 150x150 | 165.1 | 1 | [10 empty] | BLACK | Victaulic-IPS-QuickVic Flexible Coupling Style 177_Union | Standard | 11597414
EXP61053 | M111 | CW-DISTRIBUTION | EXP61153D |  | VIC QUICKVIC COUPLING STYLE 177N (FLEX) | 150x150 | 165.1 | 1 | [10 empty] | BLACK | Victaulic-IPS-QuickVic Flexible Coupling Style 177_Union | Standard | 11597418
EXP61053 | M111 | CW-ARRAY | EXP61153D-1 |  | VIC FP CAP No 006 | 65 | 76.1 | 1 | [10 empty] | BLACK | Victaulic-FP-Cap No 006 | Standard | 11597420
EXP61053 | M111 | CW-ARRAY | EXP61153D-1 |  | VIC FP CAP No 006 | 65 | 76.1 | 1 | [10 empty] | BLACK | Victaulic-FP-Cap No 006 | Standard | 11597422
EXP61053 | M111 | CW-ARRAY | EXP61153D-1 |  | Kép | 40x25 | 48.3 | 1 | 12.7 | [9 empty] | BLACK | Hex Bushing Thread Reducer | Standard | 11597427
EXP61053 | M111 | CW-ARRAY | EXP61153D-1 |  | Kép | 40x25 | 48.3 | 1 | 12.7 | [9 empty] | BLACK | Hex Bushing Thread Reducer | Standard | 11597432
EXP61053 | M111 | CW-ARRAY | EXP61153D-1 |  | Kép | 40x25 | 48.3 | 1 | 12.7 | [9 empty] | BLACK | Hex Bushing Thread Reducer | Standard | 11597437
EXP61053 | M111 | CW-ARRAY | EXP61153D-1 |  | VIC FP COUPLING STYLE 009N (RIGID) | 65x65 | 76.1 | 1 | [10 empty] | BLACK | Victaulic-FP-FireLock EZ Rigid Coupling Style 009N | Standard | 11597439
EXP61053 | M111 | CW-ARRAY | EXP61153D-1 |  | VIC FP COUPLING STYLE 009N (RIGID) | 65x65 | 76.1 | 1 | [10 empty] | BLACK | Victaulic-FP-FireLock EZ Rigid Coupling Style 009N | Standard | 11597441
EXP61053 | M111 | CW-ARRAY | EXP61153D-1 |  | VIC FP 45 DEG ELBOW No 003 | 150x150 | 165.1 | 1 | [10 empty] | BLACK | Victaulic-FP-Elbow No 001-003 | Standard | 11597463
EXP61053 | M111 | CW-ARRAY | EXP61153D-1 |  | VIC FP 45 DEG ELBOW No 003 | 150x150 | 165.1 | 1 | [10 empty] | BLACK | Victaulic-FP-Elbow No 001-003 | Standard | 11597465
EXP61053 | M111 | CW-ARRAY | EXP61153D-1 |  | VIC FP COUPLING STYLE 009N (RIGID) | 150x150 | 165.1 | 1 | [10 empty] | BLACK | Victaulic-FP-FireLock EZ Rigid Coupling Style 009N_Union | Standard | 11597467
EXP61053 | M111 | CW-ARRAY | EXP61153D-1 |  | VIC FP COUPLING STYLE 009N (RIGID) | 150x150 | 165.1 | 1 | [10 empty] | BLACK | Victaulic-FP-FireLock EZ Rigid Coupling Style 009N_Union | Standard | 11597469
EXP61053 | M111 | CW-ARRAY | EXP61153D-1 |  | THREADED-COUPLING CONCENTRIC REDUCING-Class 150 | 40x25 | 56.2/40.2 | 1 | 54 | [9 empty] | BLACK | Threaded - Coupling Concentric Reducing - MI - DN40-25 | Standard | 11597475
EXP61053 | M111 | CW-ARRAY | EXP61153D-1 |  | THREADED-COUPLING CONCENTRIC REDUCING-Class 150 | 40x25 | 56.2/40.2 | 1 | 54 | [9 empty] | BLACK | Threaded - Coupling Concentric Reducing - MI - DN40-25 | Standard | 11597480
EXP61053 | M111 | CW-DISTRIBUTION | EXP61153A |  | VIC QUICKVIC COUPLING STYLE 177N (FLEX) | 150x150 | 165.1 | 1 | [10 empty] | BLACK | Victaulic-IPS-QuickVic Flexible Coupling Style 177_Union | Standard | 11631358
EXP61053 | M111 | CW-DISTRIBUTION | EXP61153A |  | VIC QUICKVIC COUPLING STYLE 177N (FLEX) | 150x150 | 165.1 | 1 | [10 empty] | BLACK | Victaulic-IPS-QuickVic Flexible Coupling Style 177_Union | Standard | 11631363
EXP61053 | M111 | CW-DISTRIBUTION | EXP61153A |  | VIC QUICKVIC COUPLING STYLE 177N (FLEX) | 150x150 | 165.1 | 1 | [10 empty] | BLACK | Victaulic-IPS-QuickVic Flexible Coupling Style 177_Union | Standard | 11631383
EXP61053 | M111 | CW-DISTRIBUTION | EXP61153A |  | VIC QUICKVIC COUPLING STYLE 177N (FLEX) | 150x150 | 165.1 | 1 | [10 empty] | BLACK | Victaulic-IPS-QuickVic Flexible Coupling Style 177_Union | Standard | 11631407
EXP61053 | M111 | CW-DISTRIBUTION | EXP61153A |  | VIC QUICKVIC COUPLING STYLE 177N (FLEX) | 150x150 | 165.1 | 1 | [10 empty] | BLACK | Victaulic-IPS-QuickVic Flexible Coupling Style 177_Union | Standard | 11631455
EXP61053 | M111 | CW-DISTRIBUTION | EXP61153A |  | VIC QUICKVIC COUPLING STYLE 177N (FLEX) | 150x150 | 165.1 | 1 | [10 empty] | BLACK | Victaulic-IPS-QuickVic Flexible Coupling Style 177_Union | Standard | 11631487
EXP61053 | M111 | CW-ARRAY | EXP61153B-1 |  | BUTTWELD CAP END | 65 | 76.1 | 1 | [10 empty] | BLACK | Pipe Fitting - Butt-Welded Cap End | Standard | 11670689
EXP61053 | M111 | CW-ARRAY | EXP61153B-1 |  | THREADED-COUPLING CONCENTRIC REDUCING-Class 150 | 40x25 | 40.2/56.2 | 1 | 54 | [9 empty] | BLACK | Threaded - Coupling Concentric Reducing - MI - DN40-25 | Standard | 11670694
EXP61053 | M111 | CW-ARRAY | EXP61153B-1 |  | THREADED-COUPLING CONCENTRIC REDUCING-Class 150 | 40x25 | 40.2/56.2 | 1 | 54 | [9 empty] | BLACK | Threaded - Coupling Concentric Reducing - MI - DN40-25 | Standard | 11670697
EXP61053 | M111 | CW-ARRAY | EXP61153B-1 |  | BUTTWELD CAP END | 65 | 76.1 | 1 | [10 empty] | BLACK | Pipe Fitting - Butt-Welded Cap End | Standard | 11670698
EXP61053 | M111 | CW-ARRAY | EXP61153B-1 |  | VIC FP COUPLING STYLE 009N (RIGID) | 65x65 | 76.1 | 1 | [10 empty] | BLACK | Victaulic-FP-FireLock EZ Rigid Coupling Style 009N | Standard | 11670701
EXP61053 | M111 | CW-ARRAY | EXP61153B-1 |  | VIC FP COUPLING STYLE 009N (RIGID) | 65x65 | 76.1 | 1 | [10 empty] | BLACK | Victaulic-FP-FireLock EZ Rigid Coupling Style 009N | Standard | 11670703
EXP61053 | M111 | CW-ARRAY | EXP61153B-1 |  | THREADED-COUPLING CONCENTRIC REDUCING-Class 150 | 40x25 | 56.2/40.2 | 1 | 54 | [9 empty] | BLACK | Threaded - Coupling Concentric Reducing - MI - DN40-25 | Standard | 11670705
EXP61053 | M111 | CW-ARRAY | EXP61153B-1 |  | BUTTWELD CAP END | 65 | 76.1 | 1 | [10 empty] | BLACK | Pipe Fitting - Butt-Welded Cap End | Standard | 11670719
EXP61053 | M111 | CW-ARRAY | EXP61153B-1 |  | BUTTWELD CAP END | 65 | 76.1 | 1 | [10 empty] | BLACK | Pipe Fitting - Butt-Welded Cap End | Standard | 11670726
EXP61053 | M111 | CW-ARRAY | EXP61153B-1 |  | VIC FP COUPLING STYLE 009N (RIGID) | 65x65 | 76.1 | 1 | [10 empty] | BLACK | Victaulic-FP-FireLock EZ Rigid Coupling Style 009N | Standard | 11670729
EXP61053 | M111 | CW-ARRAY | EXP61153B-1 |  | VIC FP COUPLING STYLE 009N (RIGID) | 65x65 | 76.1 | 1 | [10 empty] | BLACK | Victaulic-FP-FireLock EZ Rigid Coupling Style 009N | Standard | 11670731
EXP61053 | M111 | CW-ARRAY | EXP61153B-1 |  | VIC FP COUPLING STYLE 009N (RIGID) | 150x150 | 165.1 | 1 | [10 empty] | BLACK | Victaulic-FP-FireLock EZ Rigid Coupling Style 009N_Union | Standard | 11670734
EXP61053 | M111 | CW-ARRAY | EXP61153B-1 |  | VIC FP COUPLING STYLE 009N (RIGID) | 150x150 | 165.1 | 1 | [10 empty] | BLACK | Victaulic-FP-FireLock EZ Rigid Coupling Style 009N_Union | Standard | 11670735
EXP61053 | M111 | CW-ARRAY | EXP61153B-1 |  | VIC FP CAP No 006 | 150 | 165.1 | 1 | [10 empty] | BLACK | Victaulic-FP-Cap No 006 | Standard | 11670742
EXP61053 | M111 | CW-ARRAY | EXP61153B-1 |  | VIC FP COUPLING STYLE 009N (RIGID) | 150x150 | 165.1 | 1 | [10 empty] | BLACK | Victaulic-FP-FireLock EZ Rigid Coupling Style 009N | Standard | 11670743
EXP61053 | M111 | CW-DISTRIBUTION | EXP61153B |  | VIC FP TEE No 002 | 150x150x150 | 165.1 | 1 | [10 empty] | BLACK | Victaulic-FP-Tee No 002 | Standard | 11670744
EXP61053 | M111 | CW-ARRAY | EXP61153B-1 |  | VIC FP 90 DEG ELBOW No 001 | 150x150 | 165.1 | 1 | [10 empty] | BLACK | Victaulic-FP-Elbow No 001-003 | Standard | 11670745
EXP61053 | M111 | CW-ARRAY | EXP61153B-1 |  | Kép | 40x25 | 48.3 | 1 | 12.7 | [9 empty] | BLACK | Hex Bushing Thread Reducer | Standard | 11670788
EXP61053 | M111 | CW-ARRAY | EXP61153B-1 |  | Kép | 40x25 | 48.3 | 1 | 12.7 | [9 empty] | BLACK | Hex Bushing Thread Reducer | Standard | 11670790
EXP61053 | M111 | CW-ARRAY | EXP61153B-1 |  | Kép | 40x25 | 48.3 | 1 | 12.7 | [9 empty] | BLACK | Hex Bushing Thread Reducer | Standard | 11670792
EXP61053 | M111 | CW-ARRAY | EXP61153B-1 |  | VIC FP COUPLING STYLE 009N (RIGID) | 150x150 | 165.1 | 1 | [10 empty] | BLACK | Victaulic-FP-FireLock EZ Rigid Coupling Style 009N_Union | Standard | 11670796
EXP61053 | M111 | CW-ARRAY | EXP61153B-1 |  | VIC FP COUPLING STYLE 009N (RIGID) | 150x150 | 165.1 | 1 | [10 empty] | BLACK | Victaulic-FP-FireLock EZ Rigid Coupling Style 009N_Union | Standard | 11670800
EXP61053 | M111 | CW-ARRAY | EXP61153B-1 |  | VIC FP COUPLING STYLE 009N (RIGID) | 150x150 | 165.1 | 1 | [10 empty] | BLACK | Victaulic-FP-FireLock EZ Rigid Coupling Style 009N_Union | Standard | 11670802
EXP61053 | M111 | CW-DISTRIBUTION | EXP61153B |  | VIC QUICKVIC COUPLING STYLE 177N (FLEX) | 150x150 | 165.1 | 1 | [10 empty] | BLACK | Victaulic-IPS-QuickVic Flexible Coupling Style 177_Union | Standard | 11670816
EXP61053 | M111 | CW-DISTRIBUTION | EXP61153B |  | VIC QUICKVIC COUPLING STYLE 177N (FLEX) | 150x150 | 165.1 | 1 | [10 empty] | BLACK | Victaulic-IPS-QuickVic Flexible Coupling Style 177_Union | Standard | 11678731
EXP61053 | M111 | CW-DISTRIBUTION | EXP61153C |  | VIC QUICKVIC COUPLING STYLE 177N (FLEX) | 150x150 | 165.1 | 1 | [10 empty] | BLACK | Victaulic-IPS-QuickVic Flexible Coupling Style 177_Union | Standard | 11722410
EXP61053 | M111 | CW-DISTRIBUTION | EXP61153C |  | VIC QUICKVIC COUPLING STYLE 177N (FLEX) | 150x150 | 165.1 | 1 | [10 empty] | BLACK | Victaulic-IPS-QuickVic Flexible Coupling Style 177_Union | Standard | 11725844
EXP61053 | M111 | CW-DISTRIBUTION | EXP61153D |  | VIC QUICKVIC COUPLING STYLE 177N (FLEX) | 150x150 | 165.1 | 1 | [10 empty] | BLACK | Victaulic-IPS-QuickVic Flexible Coupling Style 177_Union | Standard | 11725868
EXP61053 | M110 | CP-EXTERNAL | EXP61053 |  | VIC FP COUPLING STYLE 009N (RIGID) | 150x150 | 165.1 | 1 | [10 empty] | BLACK | Victaulic-FP-FireLock EZ Rigid Coupling Style 009N_Union | Standard | 12362611
EXP61053 | M110 | CP-EXTERNAL | EXP61053 |  | VIC FP COUPLING STYLE 009N (RIGID) | 150x150 | 165.1 | 1 | [10 empty] | BLACK | Victaulic-FP-FireLock EZ Rigid Coupling Style 009N_Union | Standard | 12362638
EXP61053 | M110 | CP-EXTERNAL | EXP61053 |  | VIC FP COUPLING STYLE 009N (RIGID) | 150x150 | 165.1 | 1 | [10 empty] | BLACK | Victaulic-FP-FireLock EZ Rigid Coupling Style 009N_Union | Standard | 12362677
EXP61053 | M110 | CP-EXTERNAL | EXP61053 |  | VIC FP COUPLING STYLE 009N (RIGID) | 150x150 | 165.1 | 1 | [10 empty] | BLACK | Victaulic-FP-FireLock EZ Rigid Coupling Style 009N_Union | Standard | 12362710
EXP61053 | M111 | CP-EXTERNAL | EXP61153 |  | VIC FP COUPLING STYLE 009N (RIGID) | 150x150 | 165.1 | 1 | [10 empty] | BLACK | Victaulic-FP-FireLock EZ Rigid Coupling Style 009N_Union | Standard | 12362990
EXP61053 | M111 | CP-EXTERNAL | EXP61153 |  | VIC FP COUPLING STYLE 009N (RIGID) | 150x150 | 165.1 | 1 | [10 empty] | BLACK | Victaulic-FP-FireLock EZ Rigid Coupling Style 009N_Union | Standard | 12363011
EXP61053 | M111 | CP-EXTERNAL | EXP61153 |  | VIC FP COUPLING STYLE 009N (RIGID) | 150x150 | 165.1 | 1 | [10 empty] | BLACK | Victaulic-FP-FireLock EZ Rigid Coupling Style 009N_Union | Standard | 12363029
EXP61053 | M111 | CP-EXTERNAL | EXP61153 |  | VIC FP COUPLING STYLE 009N (RIGID) | 150x150 | 165.1 | 1 | [10 empty] | BLACK | Victaulic-FP-FireLock EZ Rigid Coupling Style 009N_Union | Standard | 12363053
EXP61053 | M111 | CW-ARRAY | EXP61153D-2 |  | THREADED-COUPLING CONCENTRIC REDUCING-Class 150 | 40x25 | 56.2/40.2 | 1 | 54 | [9 empty] | BLACK | Threaded - Coupling Concentric Reducing - MI - DN40-25 | Standard | 12376579
EXP61053 | M111 | CW-ARRAY | EXP61153C-2 |  | THREADED-COUPLING CONCENTRIC REDUCING-Class 150 | 40x25 | 40.2/56.2 | 1 | 54 | [9 empty] | BLACK | Threaded - Coupling Concentric Reducing - MI - DN40-25 | Standard | 12394843
EXP61053 | M110 | CW-ARRAY | EXP61053D-2 |  | THREADED-COUPLING CONCENTRIC REDUCING-Class 150 | 40x25 | 40.2/56.2 | 1 | 54 | [9 empty] | BLACK | Threaded - Coupling Concentric Reducing - MI - DN40-25 | Standard | 12395112
EXP61053 | M110 | CW-ARRAY | EXP61053D-2 |  | THREADED-COUPLING CONCENTRIC REDUCING-Class 150 | 40x25 | 40.2/56.2 | 1 | 54 | [9 empty] | BLACK | Threaded - Coupling Concentric Reducing - MI - DN40-25 | Standard | 12395132
EXP61053 | M110 | CW-ARRAY | EXP61053D-2 |  | THREADED-COUPLING CONCENTRIC REDUCING-Class 150 | 40x25 | 40.2/56.2 | 1 | 54 | [9 empty] | BLACK | Threaded - Coupling Concentric Reducing - MI - DN40-25 | Standard | 12395148
EXP61053 | M110 | CP-EXTERNAL | EXP61053 |  | VIC QUICKVIC COUPLING STYLE 177N (FLEX) | 150x150 | 165.1 | 1 | [10 empty] | BLACK | Victaulic-IPS-QuickVic Flexible Coupling Style 177_Union | Standard | 12655918
EXP61053 | M110 | CP-EXTERNAL | EXP61053 |  | VIC QUICKVIC COUPLING STYLE 177N (FLEX) | 150x150 | 165.1 | 1 | [10 empty] | BLACK | Victaulic-IPS-QuickVic Flexible Coupling Style 177_Union | Standard | 12655930
EXP61053 | M110 | CP-EXTERNAL | EXP61053 |  | VIC QUICKVIC COUPLING STYLE 177N (FLEX) | 150x150 | 165.1 | 1 | [10 empty] | BLACK | Victaulic-IPS-QuickVic Flexible Coupling Style 177_Union | Standard | 12655944
EXP61053 | M110 | CP-EXTERNAL | EXP61053 |  | VIC QUICKVIC COUPLING STYLE 177N (FLEX) | 150x150 | 165.1 | 1 | [10 empty] | BLACK | Victaulic-IPS-QuickVic Flexible Coupling Style 177_Union | Standard | 12655956
EXP61053 | M111 | CP-EXTERNAL | EXP61153 |  | VIC QUICKVIC COUPLING STYLE 177N (FLEX) | 150x150 | 165.1 | 1 | [10 empty] | BLACK | Victaulic-IPS-QuickVic Flexible Coupling Style 177_Union | Standard | 12656534
EXP61053 | M111 | CP-EXTERNAL | EXP61153 |  | VIC QUICKVIC COUPLING STYLE 177N (FLEX) | 150x150 | 165.1 | 1 | [10 empty] | BLACK | Victaulic-IPS-QuickVic Flexible Coupling Style 177_Union | Standard | 12656536
EXP61053 | M111 | CP-EXTERNAL | EXP61153 |  | VIC QUICKVIC COUPLING STYLE 177N (FLEX) | 150x150 | 165.1 | 1 | [10 empty] | BLACK | Victaulic-IPS-QuickVic Flexible Coupling Style 177_Union | Standard | 12656538
EXP61053 | M111 | CP-EXTERNAL | EXP61153 |  | VIC QUICKVIC COUPLING STYLE 177N (FLEX) | 150x150 | 165.1 | 1 | [10 empty] | BLACK | Victaulic-IPS-QuickVic Flexible Coupling Style 177_Union | Standard | 12656540
EXP61053 | M111 | CP-EXTERNAL | EXP61153 |  | VIC QUICKVIC COUPLING STYLE 177N (FLEX) | 150x150 | 165.1 | 1 | [10 empty] | BLACK | Victaulic-IPS-QuickVic Flexible Coupling Style 177_Union | Standard | 12656561
EXP61053 | M111 | CP-EXTERNAL | EXP61153 |  | VIC QUICKVIC COUPLING STYLE 177N (FLEX) | 150x150 | 165.1 | 1 | [10 empty] | BLACK | Victaulic-IPS-QuickVic Flexible Coupling Style 177_Union | Standard | 12656563
EXP61053 | M111 | CP-EXTERNAL | EXP61153 |  | VIC QUICKVIC COUPLING STYLE 177N (FLEX) | 150x150 | 165.1 | 1 | [10 empty] | BLACK | Victaulic-IPS-QuickVic Flexible Coupling Style 177_Union | Standard | 12656565
EXP61053 | M111 | CP-EXTERNAL | EXP61153 |  | VIC QUICKVIC COUPLING STYLE 177N (FLEX) | 150x150 | 165.1 | 1 | [10 empty] | BLACK | Victaulic-IPS-QuickVic Flexible Coupling Style 177_Union | Standard | 12656567
EXP61053 | M111 | CP-EXTERNAL | EXP61153 |  | VIC QUICKVIC COUPLING STYLE 177N (FLEX) | 150x150 | 165.1 | 1 | [10 empty] | BLACK | Victaulic-IPS-QuickVic Flexible Coupling Style 177_Union | Standard | 12656600
EXP61053 | M111 | CP-EXTERNAL | EXP61153 |  | VIC QUICKVIC COUPLING STYLE 177N (FLEX) | 150x150 | 165.1 | 1 | [10 empty] | BLACK | Victaulic-IPS-QuickVic Flexible Coupling Style 177_Union | Standard | 12656612
EXP61053 | M111 | CP-EXTERNAL | EXP61153 |  | VIC QUICKVIC COUPLING STYLE 177N (FLEX) | 150x150 | 165.1 | 1 | [10 empty] | BLACK | Victaulic-IPS-QuickVic Flexible Coupling Style 177_Union | Standard | 12656624
EXP61053 | M111 | CP-EXTERNAL | EXP61153 |  | VIC QUICKVIC COUPLING STYLE 177N (FLEX) | 150x150 | 165.1 | 1 | [10 empty] | BLACK | Victaulic-IPS-QuickVic Flexible Coupling Style 177_Union | Standard | 12656636
EXP61053 | M111 | CP-EXTERNAL | EXP61153 |  | VIC QUICKVIC COUPLING STYLE 177N (FLEX) | 150x150 | 165.1 | 1 | [10 empty] | BLACK | Victaulic-IPS-QuickVic Flexible Coupling Style 177_Union | Standard | 12656666
EXP61053 | M111 | CP-EXTERNAL | EXP61153 |  | VIC QUICKVIC COUPLING STYLE 177N (FLEX) | 150x150 | 165.1 | 1 | [10 empty] | BLACK | Victaulic-IPS-QuickVic Flexible Coupling Style 177_Union | Standard | 12656668
EXP61053 | M111 | CP-EXTERNAL | EXP61153 |  | VIC QUICKVIC COUPLING STYLE 177N (FLEX) | 150x150 | 165.1 | 1 | [10 empty] | BLACK | Victaulic-IPS-QuickVic Flexible Coupling Style 177_Union | Standard | 12656670
EXP61053 | M111 | CP-EXTERNAL | EXP61153 |  | VIC QUICKVIC COUPLING STYLE 177N (FLEX) | 150x150 | 165.1 | 1 | [10 empty] | BLACK | Victaulic-IPS-QuickVic Flexible Coupling Style 177_Union | Standard | 12656672
EXP61053 | M111 | CW-ARRAY | EXP61153D-2 |  | THREADED-COUPLING CONCENTRIC REDUCING-Class 150 | 40x25 | 56.2/40.2 | 1 | 54 | [9 empty] | BLACK | Threaded - Coupling Concentric Reducing - MI - DN40-25 | Standard | 13173247
EXP61053 | M110 | CW-ARRAY | EXP61053D-2 |  | Kép | 20 | 42.2 | 1 | 12.7 | [9 empty] | BLACK | Plug Threaded | Standard | 13243565
EXP61053 | M110 | CW-ARRAY | EXP61053D-2 |  | Kép | 20 | 42.2 | 1 | 12.7 | [9 empty] | BLACK | Plug Threaded | Standard | 13243720
[6 empty] | 40x40 | 48.3 | 1 | [11 empty] | Victaulic-FP-FireLock EZ Rigid Coupling Style 009N | Standard | 13354279
EXP61053 | M110 | CW-DISTRIBUTION | EXP61053A |  | VIC QUICKVIC COUPLING STYLE 177N (FLEX) | 150x150 | 165.1 | 1 | [10 empty] | BLACK | Victaulic-IPS-QuickVic Flexible Coupling Style 177_Union | Standard | 14092484
EXP61053 | M110 | CW-DISTRIBUTION | EXP61053A |  | VIC QUICKVIC COUPLING STYLE 177N (FLEX) | 150x150 | 165.1 | 1 | [10 empty] | BLACK | Victaulic-IPS-QuickVic Flexible Coupling Style 177_Union | Standard | 14092497
EXP61053 | M110 | CW-DISTRIBUTION | EXP61053A |  | VIC QUICKVIC COUPLING STYLE 177N (FLEX) | 150x150 | 165.1 | 1 | [10 empty] | BLACK | Victaulic-IPS-QuickVic Flexible Coupling Style 177_Union | Standard | 14092510
EXP61053 | M110 | CW-DISTRIBUTION | EXP61053B |  | VIC QUICKVIC COUPLING STYLE 177N (FLEX) | 150x150 | 165.1 | 1 | [10 empty] | BLACK | Victaulic-IPS-QuickVic Flexible Coupling Style 177_Union | Standard | 14093096
EXP61053 | M110 | CW-DISTRIBUTION | EXP61053B |  | VIC QUICKVIC COUPLING STYLE 177N (FLEX) | 150x150 | 165.1 | 1 | [10 empty] | BLACK | Victaulic-IPS-QuickVic Flexible Coupling Style 177_Union | Standard | 14093234
EXP61053 | M110 | CW-DISTRIBUTION | EXP61053B |  | VIC QUICKVIC COUPLING STYLE 177N (FLEX) | 150x150 | 165.1 | 1 | [10 empty] | BLACK | Victaulic-IPS-QuickVic Flexible Coupling Style 177_Union | Standard | 14093334
EXP61053 | M110 | CW-DISTRIBUTION | EXP61053B |  | VIC QUICKVIC COUPLING STYLE 177N (FLEX) | 150x150 | 165.1 | 1 | [10 empty] | BLACK | Victaulic-IPS-QuickVic Flexible Coupling Style 177_Union | Standard | 14093348
EXP61053 | M110 | CW-DISTRIBUTION | EXP61053B |  | VIC QUICKVIC COUPLING STYLE 177N (FLEX) | 150x150 | 165.1 | 1 | [10 empty] | BLACK | Victaulic-IPS-QuickVic Flexible Coupling Style 177_Union | Standard | 14093816
EXP61053 | M110 | CW-DISTRIBUTION | EXP61053B |  | VIC QUICKVIC COUPLING STYLE 177N (FLEX) | 150x150 | 165.1 | 1 | [10 empty] | BLACK | Victaulic-IPS-QuickVic Flexible Coupling Style 177_Union | Standard | 14093854
EXP61053 | M110 | CW-DISTRIBUTION | EXP61053B |  | VIC QUICKVIC COUPLING STYLE 177N (FLEX) | 150x150 | 165.1 | 1 | [10 empty] | BLACK | Victaulic-IPS-QuickVic Flexible Coupling Style 177_Union | Standard | 14094000
EXP61053 | M110 | CW-DISTRIBUTION | EXP61053B |  | VIC QUICKVIC COUPLING STYLE 177N (FLEX) | 150x150 | 165.1 | 1 | [10 empty] | BLACK | Victaulic-IPS-QuickVic Flexible Coupling Style 177_Union | Standard | 14094050
EXP61053 | M110 | CW-DISTRIBUTION | EXP61053B |  | VIC QUICKVIC COUPLING STYLE 177N (FLEX) | 150x150 | 165.1 | 1 | [10 empty] | BLACK | Victaulic-IPS-QuickVic Flexible Coupling Style 177_Union | Standard | 14094064
EXP61053 | M110 | CW-DISTRIBUTION | EXP61053C |  | VIC QUICKVIC COUPLING STYLE 177N (FLEX) | 150x150 | 165.1 | 1 | [10 empty] | BLACK | Victaulic-IPS-QuickVic Flexible Coupling Style 177_Union | Standard | 14094357
EXP61053 | M110 | CW-DISTRIBUTION | EXP61053C |  | VIC QUICKVIC COUPLING STYLE 177N (FLEX) | 150x150 | 165.1 | 1 | [10 empty] | BLACK | Victaulic-IPS-QuickVic Flexible Coupling Style 177_Union | Standard | 14094391
EXP61053 | M110 | CW-DISTRIBUTION | EXP61053C |  | VIC QUICKVIC COUPLING STYLE 177N (FLEX) | 150x150 | 165.1 | 1 | [10 empty] | BLACK | Victaulic-IPS-QuickVic Flexible Coupling Style 177_Union | Standard | 14094430
EXP61053 | M110 | CW-DISTRIBUTION | EXP61053C |  | VIC QUICKVIC COUPLING STYLE 177N (FLEX) | 150x150 | 165.1 | 1 | [10 empty] | BLACK | Victaulic-IPS-QuickVic Flexible Coupling Style 177_Union | Standard | 14094671
EXP61053 | M110 | CW-DISTRIBUTION | EXP61053C |  | VIC QUICKVIC COUPLING STYLE 177N (FLEX) | 150x150 | 165.1 | 1 | [10 empty] | BLACK | Victaulic-IPS-QuickVic Flexible Coupling Style 177_Union | Standard | 14094696
EXP61053 | M110 | CW-DISTRIBUTION | EXP61053D |  | VIC QUICKVIC COUPLING STYLE 177N (FLEX) | 150x150 | 165.1 | 1 | [10 empty] | BLACK | Victaulic-IPS-QuickVic Flexible Coupling Style 177_Union | Standard | 14094894
EXP61053 | M111 | CW-DISTRIBUTION | EXP61153A |  | VIC QUICKVIC COUPLING STYLE 177N (FLEX) | 150x150 | 165.1 | 1 | [10 empty] | BLACK | Victaulic-IPS-QuickVic Flexible Coupling Style 177_Union | Standard | 14094992
EXP61053 | M111 | CW-DISTRIBUTION | EXP61153A |  | VIC QUICKVIC COUPLING STYLE 177N (FLEX) | 150x150 | 165.1 | 1 | [10 empty] | BLACK | Victaulic-IPS-QuickVic Flexible Coupling Style 177_Union | Standard | 14095004
EXP61053 | M111 | CW-DISTRIBUTION | EXP61153A |  | VIC QUICKVIC COUPLING STYLE 177N (FLEX) | 150x150 | 165.1 | 1 | [10 empty] | BLACK | Victaulic-IPS-QuickVic Flexible Coupling Style 177_Union | Standard | 14095016
EXP61053 | M111 | CW-DISTRIBUTION | EXP61153A |  | VIC QUICKVIC COUPLING STYLE 177N (FLEX) | 150x150 | 165.1 | 1 | [10 empty] | BLACK | Victaulic-IPS-QuickVic Flexible Coupling Style 177_Union | Standard | 14095423
EXP61053 | M111 | CW-DISTRIBUTION | EXP61153A |  | VIC QUICKVIC COUPLING STYLE 177N (FLEX) | 150x150 | 165.1 | 1 | [10 empty] | BLACK | Victaulic-IPS-QuickVic Flexible Coupling Style 177_Union | Standard | 14095456
EXP61053 | M111 | CW-DISTRIBUTION | EXP61153A |  | VIC QUICKVIC COUPLING STYLE 177N (FLEX) | 150x150 | 165.1 | 1 | [10 empty] | BLACK | Victaulic-IPS-QuickVic Flexible Coupling Style 177_Union | Standard | 14095463
EXP61053 | M111 | CW-DISTRIBUTION | EXP61153A |  | VIC QUICKVIC COUPLING STYLE 177N (FLEX) | 150x150 | 165.1 | 1 | [10 empty] | BLACK | Victaulic-IPS-QuickVic Flexible Coupling Style 177_Union | Standard | 14095833
EXP61053 | M111 | CW-DISTRIBUTION | EXP61153A |  | VIC QUICKVIC COUPLING STYLE 177N (FLEX) | 150x150 | 165.1 | 1 | [10 empty] | BLACK | Victaulic-IPS-QuickVic Flexible Coupling Style 177_Union | Standard | 14095937
EXP61053 | M111 | CW-DISTRIBUTION | EXP61153A |  | VIC QUICKVIC COUPLING STYLE 177N (FLEX) | 150x150 | 165.1 | 1 | [10 empty] | BLACK | Victaulic-IPS-QuickVic Flexible Coupling Style 177_Union | Standard | 14095943
EXP61053 | M111 | CW-DISTRIBUTION | EXP61153A |  | VIC QUICKVIC COUPLING STYLE 177N (FLEX) | 150x150 | 165.1 | 1 | [10 empty] | BLACK | Victaulic-IPS-QuickVic Flexible Coupling Style 177_Union | Standard | 14096001
EXP61053 | M111 | CW-DISTRIBUTION | EXP61153A |  | VIC QUICKVIC COUPLING STYLE 177N (FLEX) | 150x150 | 165.1 | 1 | [10 empty] | BLACK | Victaulic-IPS-QuickVic Flexible Coupling Style 177_Union | Standard | 14096207
EXP61053 | M111 | CW-DISTRIBUTION | EXP61153A |  | VIC QUICKVIC COUPLING STYLE 177N (FLEX) | 150x150 | 165.1 | 1 | [10 empty] | BLACK | Victaulic-IPS-QuickVic Flexible Coupling Style 177_Union | Standard | 14096226
EXP61053 | M111 | CW-DISTRIBUTION | EXP61153A |  | VIC QUICKVIC COUPLING STYLE 177N (FLEX) | 150x150 | 165.1 | 1 | [10 empty] | BLACK | Victaulic-IPS-QuickVic Flexible Coupling Style 177_Union | Standard | 14096238
EXP61053 | M111 | CW-DISTRIBUTION | EXP61153A |  | VIC QUICKVIC COUPLING STYLE 177N (FLEX) | 150x150 | 165.1 | 1 | [10 empty] | BLACK | Victaulic-IPS-QuickVic Flexible Coupling Style 177_Union | Standard | 14096250
EXP61053 | M111 | CW-DISTRIBUTION | EXP61153B |  | VIC QUICKVIC COUPLING STYLE 177N (FLEX) | 150x150 | 165.1 | 1 | [10 empty] | BLACK | Victaulic-IPS-QuickVic Flexible Coupling Style 177_Union | Standard | 14098151
EXP61053 | M111 | CW-DISTRIBUTION | EXP61153B |  | VIC QUICKVIC COUPLING STYLE 177N (FLEX) | 150x150 | 165.1 | 1 | [10 empty] | BLACK | Victaulic-IPS-QuickVic Flexible Coupling Style 177_Union | Standard | 14098155
EXP61053 | M111 | CW-DISTRIBUTION | EXP61153B |  | VIC QUICKVIC COUPLING STYLE 177N (FLEX) | 150x150 | 165.1 | 1 | [10 empty] | BLACK | Victaulic-IPS-QuickVic Flexible Coupling Style 177_Union | Standard | 14098159
EXP61053 | M111 | CW-DISTRIBUTION | EXP61153B |  | VIC QUICKVIC COUPLING STYLE 177N (FLEX) | 150x150 | 165.1 | 1 | [10 empty] | BLACK | Victaulic-IPS-QuickVic Flexible Coupling Style 177_Union | Standard | 14098598
EXP61053 | M111 | CW-DISTRIBUTION | EXP61153B |  | VIC QUICKVIC COUPLING STYLE 177N (FLEX) | 150x150 | 165.1 | 1 | [10 empty] | BLACK | Victaulic-IPS-QuickVic Flexible Coupling Style 177_Union | Standard | 14098606
EXP61053 | M111 | CW-DISTRIBUTION | EXP61153B |  | VIC QUICKVIC COUPLING STYLE 177N (FLEX) | 150x150 | 165.1 | 1 | [10 empty] | BLACK | Victaulic-IPS-QuickVic Flexible Coupling Style 177_Union | Standard | 14098766
EXP61053 | M111 | CW-DISTRIBUTION | EXP61153B |  | VIC QUICKVIC COUPLING STYLE 177N (FLEX) | 150x150 | 165.1 | 1 | [10 empty] | BLACK | Victaulic-IPS-QuickVic Flexible Coupling Style 177_Union | Standard | 14098778
EXP61053 | M111 | CW-DISTRIBUTION | EXP61153C |  | VIC QUICKVIC COUPLING STYLE 177N (FLEX) | 150x150 | 165.1 | 1 | [10 empty] | BLACK | Victaulic-IPS-QuickVic Flexible Coupling Style 177_Union | Standard | 14099049
EXP61053 | M111 | CW-DISTRIBUTION | EXP61153C |  | VIC QUICKVIC COUPLING STYLE 177N (FLEX) | 150x150 | 165.1 | 1 | [10 empty] | BLACK | Victaulic-IPS-QuickVic Flexible Coupling Style 177_Union | Standard | 14099069
EXP61053 | M111 | CW-DISTRIBUTION | EXP61153C |  | VIC QUICKVIC COUPLING STYLE 177N (FLEX) | 150x150 | 165.1 | 1 | [10 empty] | BLACK | Victaulic-IPS-QuickVic Flexible Coupling Style 177_Union | Standard | 14099187
EXP61053 | M111 | CW-DISTRIBUTION | EXP61153C |  | VIC QUICKVIC COUPLING STYLE 177N (FLEX) | 150x150 | 165.1 | 1 | [10 empty] | BLACK | Victaulic-IPS-QuickVic Flexible Coupling Style 177_Union | Standard | 14099414
EXP61053 | M111 | CW-DISTRIBUTION | EXP61153D |  | VIC QUICKVIC COUPLING STYLE 177N (FLEX) | 150x150 | 165.1 | 1 | [10 empty] | BLACK | Victaulic-IPS-QuickVic Flexible Coupling Style 177_Union | Standard | 14099646
EXP61053 | M110 | CW-DISTRIBUTION | EXP61053A |  | VIC QUICKVIC COUPLING STYLE 177N (FLEX) | 150x150 | 165.1 | 1 | [10 empty] | BLACK | Victaulic-IPS-QuickVic Flexible Coupling Style 177_Union | Standard | 14498939
EXP61053 | M110 | CW-DISTRIBUTION | EXP61053A |  | VIC QUICKVIC COUPLING STYLE 177N (FLEX) | 150x150 | 165.1 | 1 | [10 empty] | BLACK | Victaulic-IPS-QuickVic Flexible Coupling Style 177_Union | Standard | 14498943
EXP61053 | M110 | CW-DISTRIBUTION | EXP61053A |  | VIC QUICKVIC COUPLING STYLE 177N (FLEX) | 150x150 | 165.1 | 1 | [10 empty] | BLACK | Victaulic-IPS-QuickVic Flexible Coupling Style 177_Union | Standard | 14498947
EXP61053 | M110 | CW-DISTRIBUTION | EXP61053A |  | VIC QUICKVIC COUPLING STYLE 177N (FLEX) | 150x150 | 165.1 | 1 | [10 empty] | BLACK | Victaulic-IPS-QuickVic Flexible Coupling Style 177_Union | Standard | 14498951
EXP61053 | M110 | CW-DISTRIBUTION | EXP61053A |  | VIC QUICKVIC COUPLING STYLE 177N (FLEX) | 150x150 | 165.1 | 1 | [10 empty] | BLACK | Victaulic-IPS-QuickVic Flexible Coupling Style 177_Union | Standard | 14498955
EXP61053 | M110 | CW-DISTRIBUTION | EXP61053A |  | VIC QUICKVIC COUPLING STYLE 177N (FLEX) | 150x150 | 165.1 | 1 | [10 empty] | BLACK | Victaulic-IPS-QuickVic Flexible Coupling Style 177_Union | Standard | 14498959
EXP61053 | M110 | CW-DISTRIBUTION | EXP61053A |  | VIC QUICKVIC COUPLING STYLE 177N (FLEX) | 150x150 | 165.1 | 1 | [10 empty] | BLACK | Victaulic-IPS-QuickVic Flexible Coupling Style 177_Union | Standard | 14498963
EXP61053 | M110 | CW-DISTRIBUTION | EXP61053A |  | VIC QUICKVIC COUPLING STYLE 177N (FLEX) | 150x150 | 165.1 | 1 | [10 empty] | BLACK | Victaulic-IPS-QuickVic Flexible Coupling Style 177_Union | Standard | 14498967
EXP61053 | M110-M111 | CP-INTERNAL | EXP61053 |  | VIC FP COUPLING STYLE 009N (RIGID) | 150x150 | 168.3 | 1 | [10 empty] | GAL | Victaulic-FP-FireLock EZ Rigid Coupling Style 009N_DN168 | Standard | 14871852
EXP61053 | M110-M111 | CP-INTERNAL | EXP61053 |  | VIC FP COUPLING STYLE 009N (RIGID) | 150x150 | 168.3 | 1 | [10 empty] | GAL | Victaulic-FP-FireLock EZ Rigid Coupling Style 009N_DN168 | Standard | 14871856
EXP61053 | M110-M111 | CP-INTERNAL | EXP61053 |  | VIC FP COUPLING STYLE 009N (RIGID) | 150x150 | 168.3 | 1 | [10 empty] | GAL | Victaulic-FP-FireLock EZ Rigid Coupling Style 009N_DN168 | Standard | 14871859
EXP61053 | M110-M111 | CP-INTERNAL | EXP61053 |  | VIC FP COUPLING STYLE 009N (RIGID) | 150x150 | 168.3 | 1 | [10 empty] | GAL | Victaulic-FP-FireLock EZ Rigid Coupling Style 009N_DN168 | Standard | 14871861
EXP61053 | M110-M111 | CP-INTERNAL | EXP61053 |  | VIC FP COUPLING STYLE 009N (RIGID) | 150x150 | 168.3 | 1 | [10 empty] | GAL | Victaulic-FP-FireLock EZ Rigid Coupling Style 009N_DN168 | Standard | 14871866
EXP61053 | M110-M111 | CP-INTERNAL | EXP61053 |  | VIC FP COUPLING STYLE 009N (RIGID) | 150x150 | 168.3 | 1 | [10 empty] | GAL | Victaulic-FP-FireLock EZ Rigid Coupling Style 009N_DN168 | Standard | 14871907
EXP61053 | M110-M111 | CP-INTERNAL | EXP61053 |  | VIC FP COUPLING STYLE 009N (RIGID) | 150x150 | 168.3 | 1 | [10 empty] | GAL | Victaulic-FP-FireLock EZ Rigid Coupling Style 009N_DN168 | Standard | 14871909
EXP61053 | M110-M111 | CP-INTERNAL | EXP61053 |  | VIC FP COUPLING STYLE 009N (RIGID) | 150x150 | 168.3 | 1 | [10 empty] | GAL | Victaulic-FP-FireLock EZ Rigid Coupling Style 009N_DN168 | Standard | 14871911
EXP61053 | M110-M111 | CP-INTERNAL | EXP61053 |  | VIC FP COUPLING STYLE 009N (RIGID) | 150x150 | 168.3 | 1 | [10 empty] | GAL | Victaulic-FP-FireLock EZ Rigid Coupling Style 009N_DN168 | Standard | 14871913
EXP61053 | M110-M111 | CP-INTERNAL | EXP61053 |  | VIC FP COUPLING STYLE 009N (RIGID) | 150x150 | 168.3 | 1 | [10 empty] | GAL | Victaulic-FP-FireLock EZ Rigid Coupling Style 009N_DN168 | Standard | 14871955
EXP61053 | M110-M111 | CP-INTERNAL | EXP61053 |  | VIC FP COUPLING STYLE 009N (RIGID) | 150x150 | 168.3 | 1 | [10 empty] | GAL | Victaulic-FP-FireLock EZ Rigid Coupling Style 009N_DN168 | Standard | 14871962
EXP61053 | M110-M111 | CP-INTERNAL | EXP61053 |  | VIC FP COUPLING STYLE 009N (RIGID) | 150x150 | 168.3 | 1 | [10 empty] | GAL | Victaulic-FP-FireLock EZ Rigid Coupling Style 009N_DN168 | Standard | 14871964
EXP61053 | M110-M111 | CP-INTERNAL | EXP61053 |  | VIC FP COUPLING STYLE 009N (RIGID) | 150x150 | 168.3 | 1 | [10 empty] | GAL | Victaulic-FP-FireLock EZ Rigid Coupling Style 009N_DN168 | Standard | 14871966
EXP61053 | M110-M111 | CP-INTERNAL | EXP61053 |  | VIC FP COUPLING STYLE 009N (RIGID) | 150x150 | 168.3 | 1 | [10 empty] | GAL | Victaulic-FP-FireLock EZ Rigid Coupling Style 009N_DN168 | Standard | 14871968
EXP61053 | M110-M111 | CP-INTERNAL | EXP61053 |  | VIC FP COUPLING STYLE 009N (RIGID) | 150x150 | 168.3 | 1 | [10 empty] | GAL | Victaulic-FP-FireLock EZ Rigid Coupling Style 009N_DN168 | Standard | 14871970
EXP61053 | M110-M111 | CP-INTERNAL | EXP61053 |  | VIC FP COUPLING STYLE 009N (RIGID) | 150x150 | 168.3 | 1 | [10 empty] | GAL | Victaulic-FP-FireLock EZ Rigid Coupling Style 009N_DN168 | Standard | 14871972
EXP61053 | M110-M111 | CP-INTERNAL | EXP61053 |  | VIC FP COUPLING STYLE 009N (RIGID) | 150x150 | 168.3 | 1 | [10 empty] | GAL | Victaulic-FP-FireLock EZ Rigid Coupling Style 009N_DN168 | Standard | 14871974
Total | [21 empty] | 6501903912

## Pipe Accessory Schedule
EE_Cross Passage | EE_Location and Lanes | EE_System Type | EE_Array Number | EE_Stock Code | EE_Item Description | Size | Outside Diameter | Qty | Length | EE_FAB Pipe | EE_PIPE END-1 | EE_PIPE END-2 | EE_Run Dim 1 | EE_Pap 1 | EE_Run Dim 2 | EE_Pap 2 | EE_Run Dim 3 | EE_Pap 3 | EE_Pipe Treatment | Family | Type | ID
EXP61053 | M110-M111 | CP-INTERNAL | EXP61053 |  | PS02.08 | 150x150 |  | 1 | [10 empty] | GAL | PS02.08 | PS02.08 | 2921392
EXP61053 | M110-M111 | CP-INTERNAL | EXP61053 |  | PS02.08 | 150x150 |  | 1 | [10 empty] | GAL | PS02.08 | PS02.08 | 2921393
EXP61053 | M110-M111 | CP-INTERNAL | EXP61053 |  | FP-DELUGE VALVE-DN150 | 150x150x50 |  | 1 | [10 empty] | GAL | FP-DELUGE VALVE-DN150 | FP-DELUGE VALVE-DN150 | 2921459
EXP61053 | M110-M111 | CP-INTERNAL | EXP61053 |  | FP-DELUGE VALVE-DN150 | 150x150x50 |  | 1 | [10 empty] | GAL | FP-DELUGE VALVE-DN150 | FP-DELUGE VALVE-DN150 | 2921474
EXP61053 | M110-M111 | CP-INTERNAL | EXP61053 |  | FP-DELUGE VALVE-DN150 | 150x150x50 |  | 1 | [10 empty] | GAL | FP-DELUGE VALVE-DN150 | FP-DELUGE VALVE-DN150 | 2921489
EXP61053 | M110-M111 | CP-INTERNAL | EXP61053 |  | Victaulic-FP-Series 705 Butterfly Valve | 150x150 | 168.3 | 1 | [10 empty] | GAL | Victaulic-FP-Series 705 Butterfly Valve | Standard | 2921526
EXP61053 | M110-M111 | CP-INTERNAL | EXP61053 |  | Victaulic-FP-Series 705 Butterfly Valve | 150x150 | 168.3 | 1 | [10 empty] | GAL | Victaulic-FP-Series 705 Butterfly Valve | Standard | 2921527
EXP61053 | M110-M111 | CP-INTERNAL | EXP61053 |  | Victaulic-FP-Series 705 Butterfly Valve | 150x150 | 168.3 | 1 | [10 empty] | GAL | Victaulic-FP-Series 705 Butterfly Valve | Standard | 2921530
EXP61053 | M110-M111 | CP-INTERNAL | EXP61053 |  | Victaulic-FP-Series 705 Butterfly Valve | 150x150 | 168.3 | 1 | [10 empty] | GAL | Victaulic-FP-Series 705 Butterfly Valve | Standard | 2921531
EXP61053 | M110-M111 | CP-INTERNAL | EXP61053 |  | Victaulic-FP-Series 705 Butterfly Valve | 150x150 | 168.3 | 1 | [10 empty] | GAL | Victaulic-FP-Series 705 Butterfly Valve | Standard | 2921532
EXP61053 | M110-M111 | CP-INTERNAL | EXP61053 |  | Victaulic-FP-Series 705 Butterfly Valve | 150x150 | 168.3 | 1 | [10 empty] | GAL | Victaulic-FP-Series 705 Butterfly Valve | Standard | 2921535
EXP61053 | M110-M111 | CP-INTERNAL | EXP61053 |  | FP-DELUGE VALVE-DN150 | 150x150x50 |  | 1 | [10 empty] | GAL | FP-DELUGE VALVE-DN150 | FP-DELUGE VALVE-DN150 | 2921536
EXP61053 | M110-M111 | CP-INTERNAL | EXP61053 |  | Victaulic-FP-Series 705 Butterfly Valve | 150x150 | 168.3 | 1 | [10 empty] | GAL | Victaulic-FP-Series 705 Butterfly Valve | Standard | 2921551
EXP61053 | M110-M111 | CP-INTERNAL | EXP61053 |  | Victaulic-FP-Series 705 Butterfly Valve | 150x150 | 168.3 | 1 | [10 empty] | GAL | Victaulic-FP-Series 705 Butterfly Valve | Standard | 2921552
EXP61053 | M110-M111 | CP-INTERNAL | EXP61053 |  | PS02.08 | 150x150 |  | 1 | [10 empty] | GAL | PS02.08 | PS02.08 | 2921616
EXP61053 | M110-M111 | CP-INTERNAL | EXP61053 |  | PS02.08 | 150x150 |  | 1 | [10 empty] | GAL | PS02.08 | PS02.08 | 2921617
EXP61053 | M110-M111 | CP-INTERNAL | EXP61053 |  | Victaulic-FP-Series 705 Butterfly Valve | 150x150 | 168.3 | 1 | [10 empty] | GAL | Victaulic-FP-Series 705 Butterfly Valve | Standard | 2921674
EXP61053 | M110-M111 | CP-INTERNAL | EXP61053 |  | FP-DELUGE VALVE-DN150 | 150x150x50 |  | 1 | [10 empty] | GAL | FP-DELUGE VALVE-DN150 | FP-DELUGE VALVE-DN150 | 2921677
EXP61053 | M110-M111 | CP-INTERNAL | EXP61053 |  | Victaulic-FP-Series 705 Butterfly Valve | 150x150 | 168.3 | 1 | [10 empty] | GAL | Victaulic-FP-Series 705 Butterfly Valve | Standard | 2921686
EXP61053 | M110-M111 | CP-INTERNAL | EXP61053 |  | Victaulic-FP-Series 705 Butterfly Valve | 150x150 | 168.3 | 1 | [10 empty] | GAL | Victaulic-FP-Series 705 Butterfly Valve | Standard | 2921720
EXP61053 | M110-M111 | CP-INTERNAL | EXP61053 |  | FP-DELUGE VALVE-DN150 | 150x150x50 |  | 1 | [10 empty] | GAL | FP-DELUGE VALVE-DN150 | FP-DELUGE VALVE-DN150 | 2921723
EXP61053 | M110-M111 | CP-INTERNAL | EXP61053 |  | Victaulic-FP-Series 705 Butterfly Valve | 150x150 | 168.3 | 1 | [10 empty] | GAL | Victaulic-FP-Series 705 Butterfly Valve | Standard | 2921728
EXP61053 | M110-M111 | CP-INTERNAL | EXP61053 |  | Victaulic-FP-Series 705 Butterfly Valve | 150x150 | 168.3 | 1 | [10 empty] | GAL | Victaulic-FP-Series 705 Butterfly Valve | Standard | 2921766
EXP61053 | M110-M111 | CP-INTERNAL | EXP61053 |  | FP-DELUGE VALVE-DN150 | 150x150x50 |  | 1 | [10 empty] | GAL | FP-DELUGE VALVE-DN150 | FP-DELUGE VALVE-DN150 | 2921769
EXP61053 | M110-M111 | CP-INTERNAL | EXP61053 |  | Victaulic-FP-Series 705 Butterfly Valve | 150x150 | 168.3 | 1 | [10 empty] | GAL | Victaulic-FP-Series 705 Butterfly Valve | Standard | 2921774
EXP61053 | M110-M111 | CP-INTERNAL | EXP61053 |  | Victaulic-FP-Series 705 Butterfly Valve | 150x150 | 168.3 | 1 | [10 empty] | GAL | Victaulic-FP-Series 705 Butterfly Valve | Standard | 2921783
EXP61053 | M110-M111 | CP-INTERNAL | EXP61053 |  | FP-DELUGE VALVE-DN150 | 150x150x50 |  | 1 | [10 empty] | GAL | FP-DELUGE VALVE-DN150 | FP-DELUGE VALVE-DN150 | 2921786
EXP61053 | M110-M111 | CP-INTERNAL | EXP61053 |  | Victaulic-FP-Series 705 Butterfly Valve | 150x150 | 168.3 | 1 | [10 empty] | GAL | Victaulic-FP-Series 705 Butterfly Valve | Standard | 2921791
EXP61053 | M110-M111 | CP-INTERNAL | EXP61053 |  | PS02.08 | 150x150 |  | 1 | [10 empty] | GAL | PS02.08 | PS02.08 | 2921910
EXP61053 | M110-M111 | CP-INTERNAL | EXP61053 |  | PS02.08 | 150x150 |  | 1 | [10 empty] | GAL | PS02.08 | PS02.08 | 2921911
EXP61053 | M110-M111 | CP-INTERNAL | EXP61053 |  | PS02.08 | 150x150 |  | 1 | [10 empty] | GAL | PS02.08 | PS02.08 | 2921912
EXP61053 | M110-M111 | CP-INTERNAL | EXP61053 |  | PS02.08 | 150x150 |  | 1 | [10 empty] | GAL | PS02.08 | PS02.08 | 2921913
EXP61053 | M111 | CP-EXTERNAL | EXP61153 |  | PS03.06 |  |  | 1 | [10 empty] | BLACK | PS03.06 | PS03.06 | 2926159
EXP61053 | M110 | CW-ARRAY | EXP61053A |  | PS04.04 | 65x65 |  | 1 | [10 empty] | BLACK | PS04.04 | PS04.04 | 3669288
EXP61053 | M110 | CW-ARRAY | EXP61053A |  | PS04.04 | 65x65 |  | 1 | [10 empty] | BLACK | PS04.04 | PS04.04 | 3669290
EXP61053 | M110 | CW-ARRAY | EXP61053A |  | PS04.04 | 65x65 |  | 1 | [10 empty] | BLACK | PS04.04 | PS04.04 | 3669292
EXP61053 | M110 | CW-ARRAY | EXP61053A |  | PS04.04 | 65x65 |  | 1 | [10 empty] | BLACK | PS04.04 | PS04.04 | 3669294
EXP61053 | M110 | CW-ARRAY | EXP61053A |  | PS04.04 | 65x65 |  | 1 | [10 empty] | BLACK | PS04.04 | PS04.04 | 3669321
EXP61053 | M110 | CW-ARRAY | EXP61053A |  | PS04.04 | 65x65 |  | 1 | [10 empty] | BLACK | PS04.04 | PS04.04 | 3669323
EXP61053 | M110 | CW-ARRAY | EXP61053A |  | PS04.04 | 65x65 |  | 1 | [10 empty] | BLACK | PS04.04 | PS04.04 | 3669325
EXP61053 | M110 | CW-ARRAY | EXP61053A |  | PS04.03 | 150x150 |  | 1 | [10 empty] | BLACK | PS04.03 | PS04.03 | 3669327
EXP61053 | M110 | CW-ARRAY | EXP61053A |  | PS04.04 | 65x65 |  | 1 | [10 empty] | BLACK | PS04.04 | PS04.04 | 3669329
EXP61053 | M110 | CW-ARRAY | EXP61053A |  | PS04.03 | 150x150 |  | 1 | [10 empty] | BLACK | PS04.03 | PS04.03 | 3669436
EXP61053 | M110 | CW-ARRAY | EXP61053A |  | PS04.03 | 150x150 |  | 1 | [10 empty] | BLACK | PS04.03 | PS04.03 | 3669439
EXP61053 | M110 | CW-ARRAY | EXP61053B-1 |  | PS04.04 | 65x65 |  | 1 | [10 empty] | BLACK | PS04.04 | PS04.04 | 3674486
EXP61053 | M110 | CW-ARRAY | EXP61053B-1 |  | PS04.04 | 65x65 |  | 1 | [10 empty] | BLACK | PS04.04 | PS04.04 | 3674488
EXP61053 | M110 | CW-ARRAY | EXP61053B-1 |  | PS04.04 | 65x65 |  | 1 | [10 empty] | BLACK | PS04.04 | PS04.04 | 3674490
EXP61053 | M110 | CW-ARRAY | EXP61053B-1 |  | PS04.04 | 65x65 |  | 1 | [10 empty] | BLACK | PS04.04 | PS04.04 | 3674492
EXP61053 | M110 | CW-ARRAY | EXP61053B-1 |  | PS04.04 | 65x65 |  | 1 | [10 empty] | BLACK | PS04.04 | PS04.04 | 3674519
EXP61053 | M110 | CW-ARRAY | EXP61053B-1 |  | PS04.04 | 65x65 |  | 1 | [10 empty] | BLACK | PS04.04 | PS04.04 | 3674521
EXP61053 | M110 | CW-ARRAY | EXP61053B-1 |  | PS04.04 | 65x65 |  | 1 | [10 empty] | BLACK | PS04.04 | PS04.04 | 3674523
EXP61053 | M110 | CW-ARRAY | EXP61053B-1 |  | PS04.03 | 150x150 |  | 1 | [10 empty] | BLACK | PS04.03 | PS04.03 | 3674525
EXP61053 | M110 | CW-ARRAY | EXP61053B-1 |  | PS04.04 | 65x65 |  | 1 | [10 empty] | BLACK | PS04.04 | PS04.04 | 3674527
EXP61053 | M110 | CW-ARRAY | EXP61053B-1 |  | PS04.03 | 150x150 |  | 1 | [10 empty] | BLACK | PS04.03 | PS04.03 | 3674558
EXP61053 | M110 | CW-ARRAY | EXP61053B-1 |  | PS04.03 | 150x150 |  | 1 | [10 empty] | BLACK | PS04.03 | PS04.03 | 3674561
EXP61053 | M110 | CW-ARRAY | EXP61053B-2 |  | PS04.04 | 65x65 |  | 1 | [10 empty] | BLACK | PS04.04 | PS04.04 | 3674564
EXP61053 | M110 | CW-ARRAY | EXP61053B-2 |  | PS04.04 | 65x65 |  | 1 | [10 empty] | BLACK | PS04.04 | PS04.04 | 3674566
EXP61053 | M110 | CW-ARRAY | EXP61053B-2 |  | PS04.04 | 65x65 |  | 1 | [10 empty] | BLACK | PS04.04 | PS04.04 | 3674568
EXP61053 | M110 | CW-ARRAY | EXP61053B-2 |  | PS04.04 | 65x65 |  | 1 | [10 empty] | BLACK | PS04.04 | PS04.04 | 3674570
EXP61053 | M110 | CW-ARRAY | EXP61053B-2 |  | PS04.04 | 65x65 |  | 1 | [10 empty] | BLACK | PS04.04 | PS04.04 | 3674597
EXP61053 | M110 | CW-ARRAY | EXP61053B-2 |  | PS04.04 | 65x65 |  | 1 | [10 empty] | BLACK | PS04.04 | PS04.04 | 3674599
EXP61053 | M110 | CW-ARRAY | EXP61053B-2 |  | PS04.04 | 65x65 |  | 1 | [10 empty] | BLACK | PS04.04 | PS04.04 | 3674601
EXP61053 | M110 | CW-ARRAY | EXP61053B-2 |  | PS04.03 | 150x150 |  | 1 | [10 empty] | BLACK | PS04.03 | PS04.03 | 3674603
EXP61053 | M110 | CW-ARRAY | EXP61053B-2 |  | PS04.04 | 65x65 |  | 1 | [10 empty] | BLACK | PS04.04 | PS04.04 | 3674605
EXP61053 | M110 | CW-ARRAY | EXP61053B-2 |  | PS04.03 | 150x150 |  | 1 | [10 empty] | BLACK | PS04.03 | PS04.03 | 3674635
EXP61053 | M110 | CW-ARRAY | EXP61053B-2 |  | PS04.03 | 150x150 |  | 1 | [10 empty] | BLACK | PS04.03 | PS04.03 | 3674638
EXP61053 | M110 | CW-DISTRIBUTION | EXP61053B |  | PS03.04 | 150x150x150 |  | 1 | [10 empty] | BLACK | PS03.04 | PS03.04 | 3674672
EXP61053 | M110 | CW-DISTRIBUTION | EXP61053B |  | PS03.04 | 150x150x150 |  | 1 | [10 empty] | BLACK | PS03.04 | PS03.04 | 3674675
EXP61053 | M110 | CW-DISTRIBUTION | EXP61053B |  | PS03.04 | 150x150x150 |  | 1 | [10 empty] | BLACK | PS03.04 | PS03.04 | 3674678
EXP61053 | M110 | CW-DISTRIBUTION | EXP61053B |  | PS03.04 | 150x150x150 |  | 1 | [10 empty] | BLACK | PS03.04 | PS03.04 | 3674681
EXP61053 | M110 | CW-DISTRIBUTION | EXP61053B |  | PS03.04 | 150x150x150 |  | 1 | [10 empty] | BLACK | PS03.04 | PS03.04 | 3674684
EXP61053 | M110 | CW-DISTRIBUTION | EXP61053B |  | PS03.04 | 150x150x150 |  | 1 | [10 empty] | BLACK | PS03.04 | PS03.04 | 3674687
EXP61053 | M110 | CW-DISTRIBUTION | EXP61053B |  | PS03.04 | 150x150x150 |  | 1 | [10 empty] | BLACK | PS03.04 | PS03.04 | 3674690
EXP61053 | M110 | CW-DISTRIBUTION | EXP61053B |  | PS03.04 | 150x150x150 |  | 1 | [10 empty] | BLACK | PS03.04 | PS03.04 | 3674693
EXP61053 | M110 | CW-ARRAY | EXP61053C-1 |  | PS04.04 | 65x65 |  | 1 | [10 empty] | BLACK | PS04.04 | PS04.04 | 3675539
EXP61053 | M110 | CW-ARRAY | EXP61053C-1 |  | PS04.04 | 65x65 |  | 1 | [10 empty] | BLACK | PS04.04 | PS04.04 | 3675541
EXP61053 | M110 | CW-ARRAY | EXP61053C-1 |  | PS04.04 | 65x65 |  | 1 | [10 empty] | BLACK | PS04.04 | PS04.04 | 3675543
EXP61053 | M110 | CW-ARRAY | EXP61053C-1 |  | PS04.04 | 65x65 |  | 1 | [10 empty] | BLACK | PS04.04 | PS04.04 | 3675545
EXP61053 | M110 | CW-ARRAY | EXP61053C-1 |  | PS04.04 | 65x65 |  | 1 | [10 empty] | BLACK | PS04.04 | PS04.04 | 3675572
EXP61053 | M110 | CW-ARRAY | EXP61053C-1 |  | PS04.04 | 65x65 |  | 1 | [10 empty] | BLACK | PS04.04 | PS04.04 | 3675574
EXP61053 | M110 | CW-ARRAY | EXP61053C-1 |  | PS04.04 | 65x65 |  | 1 | [10 empty] | BLACK | PS04.04 | PS04.04 | 3675576
EXP61053 | M110 | CW-ARRAY | EXP61053C-1 |  | PS04.03 | 150x150 |  | 1 | [10 empty] | BLACK | PS04.03 | PS04.03 | 3675578
EXP61053 | M110 | CW-ARRAY | EXP61053C-1 |  | PS04.04 | 65x65 |  | 1 | [10 empty] | BLACK | PS04.04 | PS04.04 | 3675580
EXP61053 | M110 | CW-ARRAY | EXP61053C-1 |  | PS04.03 | 150x150 |  | 1 | [10 empty] | BLACK | PS04.03 | PS04.03 | 3675611
EXP61053 | M110 | CW-ARRAY | EXP61053C-1 |  | PS04.03 | 150x150 |  | 1 | [10 empty] | BLACK | PS04.03 | PS04.03 | 3675614
EXP61053 | M110 | CW-ARRAY | EXP61053C-2 |  | PS04.04 | 65x65 |  | 1 | [10 empty] | BLACK | PS04.04 | PS04.04 | 3675617
EXP61053 | M110 | CW-ARRAY | EXP61053C-2 |  | PS04.04 | 65x65 |  | 1 | [10 empty] | BLACK | PS04.04 | PS04.04 | 3675619
EXP61053 | M110 | CW-ARRAY | EXP61053C-2 |  | PS04.04 | 65x65 |  | 1 | [10 empty] | BLACK | PS04.04 | PS04.04 | 3675621
EXP61053 | M110 | CW-ARRAY | EXP61053C-2 |  | PS04.04 | 65x65 |  | 1 | [10 empty] | BLACK | PS04.04 | PS04.04 | 3675623
EXP61053 | M110 | CW-ARRAY | EXP61053C-2 |  | PS04.04 | 65x65 |  | 1 | [10 empty] | BLACK | PS04.04 | PS04.04 | 3675650
EXP61053 | M110 | CW-ARRAY | EXP61053C-2 |  | PS04.04 | 65x65 |  | 1 | [10 empty] | BLACK | PS04.04 | PS04.04 | 3675652
EXP61053 | M110 | CW-ARRAY | EXP61053C-2 |  | PS04.04 | 65x65 |  | 1 | [10 empty] | BLACK | PS04.04 | PS04.04 | 3675654
EXP61053 | M110 | CW-ARRAY | EXP61053C-2 |  | PS04.03 | 150x150 |  | 1 | [10 empty] | BLACK | PS04.03 | PS04.03 | 3675656
EXP61053 | M110 | CW-ARRAY | EXP61053C-2 |  | PS04.04 | 65x65 |  | 1 | [10 empty] | BLACK | PS04.04 | PS04.04 | 3675658
EXP61053 | M110 | CW-ARRAY | EXP61053C-2 |  | PS04.03 | 150x150 |  | 1 | [10 empty] | BLACK | PS04.03 | PS04.03 | 3675688
EXP61053 | M110 | CW-ARRAY | EXP61053C-2 |  | PS04.03 | 150x150 |  | 1 | [10 empty] | BLACK | PS04.03 | PS04.03 | 3675691
EXP61053 | M110 | CW-DISTRIBUTION | EXP61053C |  | PS03.02 | 150x150x150 |  | 1 | [10 empty] | BLACK | PS03.02 | PS03.02 | 3675725
EXP61053 | M110 | CW-DISTRIBUTION | EXP61053C |  | PS03.02 | 150x150x150 |  | 1 | [10 empty] | BLACK | PS03.02 | PS03.02 | 3675728
EXP61053 | M110 | CW-DISTRIBUTION | EXP61053C |  | PS03.02 | 150x150x150 |  | 1 | [10 empty] | BLACK | PS03.02 | PS03.02 | 3675731
EXP61053 | M110 | CW-DISTRIBUTION | EXP61053C |  | PS03.02 | 150x150x150 |  | 1 | [10 empty] | BLACK | PS03.02 | PS03.02 | 3675734
EXP61053 | M110 | CW-DISTRIBUTION | EXP61053C |  | PS03.02 | 150x150x150 |  | 1 | [10 empty] | BLACK | PS03.02 | PS03.02 | 3675737
EXP61053 | M110 | CW-DISTRIBUTION | EXP61053C |  | PS03.02 | 150x150x150 |  | 1 | [10 empty] | BLACK | PS03.02 | PS03.02 | 3675740
EXP61053 | M110 | CW-DISTRIBUTION | EXP61053C |  | PS03.02 | 150x150x150 |  | 1 | [10 empty] | BLACK | PS03.02 | PS03.02 | 3675743
EXP61053 | M110 | CW-DISTRIBUTION | EXP61053C |  | PS03.02 | 150x150x150 |  | 1 | [10 empty] | BLACK | PS03.02 | PS03.02 | 3675746
EXP61053 | M110 | CW-ARRAY | EXP61053D-1 |  | PS04.03 | 150x150 |  | 1 | [10 empty] | BLACK | PS04.03 | PS04.03 | 3676035
EXP61053 | M110 | CW-ARRAY | EXP61053D-1 |  | PS04.03 | 150x150 |  | 1 | [10 empty] | BLACK | PS04.03 | PS04.03 | 3676068
EXP61053 | M110 | CW-ARRAY | EXP61053D-2 |  | PS04.04 | 65x65 |  | 1 | [10 empty] | BLACK | PS04.04 | PS04.04 | 3676074
EXP61053 | M110 | CW-ARRAY | EXP61053D-2 |  | PS04.04 | 65x65 |  | 1 | [10 empty] | BLACK | PS04.04 | PS04.04 | 3676076
EXP61053 | M110 | CW-ARRAY | EXP61053D-2 |  | PS04.04 | 65x65 |  | 1 | [10 empty] | BLACK | PS04.04 | PS04.04 | 3676078
EXP61053 | M110 | CW-ARRAY | EXP61053D-2 |  | PS04.04 | 65x65 |  | 1 | [10 empty] | BLACK | PS04.04 | PS04.04 | 3676080
EXP61053 | M110 | CW-ARRAY | EXP61053D-2 |  | PS04.04 | 65x65 |  | 1 | [10 empty] | BLACK | PS04.04 | PS04.04 | 3676107
EXP61053 | M110 | CW-ARRAY | EXP61053D-2 |  | PS04.04 | 65x65 |  | 1 | [10 empty] | BLACK | PS04.04 | PS04.04 | 3676109
EXP61053 | M110 | CW-ARRAY | EXP61053D-2 |  | PS04.04 | 65x65 |  | 1 | [10 empty] | BLACK | PS04.04 | PS04.04 | 3676111
EXP61053 | M110 | CW-ARRAY | EXP61053D-2 |  | PS04.03 | 150x150 |  | 1 | [10 empty] | BLACK | PS04.03 | PS04.03 | 3676113
EXP61053 | M110 | CW-ARRAY | EXP61053D-2 |  | PS04.04 | 65x65 |  | 1 | [10 empty] | BLACK | PS04.04 | PS04.04 | 3676115
EXP61053 | M110 | CW-ARRAY | EXP61053D-2 |  | PS04.03 | 150x150 |  | 1 | [10 empty] | BLACK | PS04.03 | PS04.03 | 3676145
EXP61053 | M110 | CW-DISTRIBUTION | EXP61053D |  | PS04.03 | 150x150 |  | 1 | [10 empty] | BLACK | PS04.03 | PS04.03 | 3692686
EXP61053 | M110 | CW-DISTRIBUTION | EXP61053D |  | PS04.03 | 150x150 |  | 1 | [10 empty] | BLACK | PS04.03 | PS04.03 | 3692688
EXP61053 | M110 | CW-DISTRIBUTION | EXP61053D |  | PS04.03 | 150x150 |  | 1 | [10 empty] | BLACK | PS04.03 | PS04.03 | 3692690
EXP61053 | M110 | CW-DISTRIBUTION | EXP61053D |  | PS04.03 | 150x150 |  | 1 | [10 empty] | BLACK | PS04.03 | PS04.03 | 3692692
EXP61053 | M110 | CW-DISTRIBUTION | EXP61053D |  | PS04.03 | 150x150 |  | 1 | [10 empty] | BLACK | PS04.03 | PS04.03 | 3692694
EXP61053 | M110 | CW-ARRAY | EXP61053C-2 |  | PS04.03 | 150x150 |  | 1 | [10 empty] | BLACK | PS04.03 | PS04.03 | 3693838
EXP61053 | M110 | CW-ARRAY | EXP61053C-1 |  | PS04.03 | 150x150 |  | 1 | [10 empty] | BLACK | PS04.03 | PS04.03 | 3693843
EXP61053 | M110 | CW-ARRAY | EXP61053D-1 |  | PS04.03 | 150x150 |  | 1 | [10 empty] | BLACK | PS04.03 | PS04.03 | 3694308
EXP61053 | M110 | CW-ARRAY | EXP61053D-2 |  | PS04.03 | 150x150 |  | 1 | [10 empty] | BLACK | PS04.03 | PS04.03 | 3694397
EXP61053 | M110 | CW-DISTRIBUTION | EXP61053B |  | PS03.02 | 150x150x150 |  | 1 | [10 empty] | BLACK | PS03.02 | PS03.02 | 3708801
EXP61053 | M110 | CW-DISTRIBUTION | EXP61053B |  | PS03.02 | 150x150x150 |  | 1 | [10 empty] | BLACK | PS03.02 | PS03.02 | 3708804
EXP61053 | M110 | CW-DISTRIBUTION | EXP61053C |  | PS04.03 | 150x150 |  | 1 | [10 empty] | BLACK | PS04.03 | PS04.03 | 3722902
EXP61053 | M110 | CW-DISTRIBUTION | EXP61053C |  | PS04.03 | 150x150 |  | 1 | [10 empty] | BLACK | PS04.03 | PS04.03 | 3722904
EXP61053 | M110 | CW-DISTRIBUTION | EXP61053D |  | PS04.03 | 150x150 |  | 1 | [10 empty] | BLACK | PS04.03 | PS04.03 | 3722918
EXP61053 | M110 | CW-DISTRIBUTION | EXP61053D |  | PS04.03 | 150x150 |  | 1 | [10 empty] | BLACK | PS04.03 | PS04.03 | 3722920
EXP61053 | M110 | CW-DISTRIBUTION | EXP61053B |  | PS03.02 | 150x150x150 |  | 1 | [10 empty] | BLACK | PS03.02 | PS03.02 | 3722953
EXP61053 | M110 | CW-DISTRIBUTION | EXP61053B |  | PS03.02 | 150x150x150 |  | 1 | [10 empty] | BLACK | PS03.02 | PS03.02 | 3722956
EXP61053 | M110 | CW-DISTRIBUTION | EXP61053C |  | PS03.02 | 150x150x150 |  | 1 | [10 empty] | BLACK | PS03.02 | PS03.02 | 3722964
EXP61053 | M110 | CW-DISTRIBUTION | EXP61053C |  | PS03.02 | 150x150x150 |  | 1 | [10 empty] | BLACK | PS03.02 | PS03.02 | 3722967
EXP61053 | M110 | CW-DISTRIBUTION | EXP61053C |  | PS03.02 | 150x150x150 |  | 1 | [10 empty] | BLACK | PS03.02 | PS03.02 | 3722975
EXP61053 | M110 | CW-DISTRIBUTION | EXP61053C |  | PS03.02 | 150x150x150 |  | 1 | [10 empty] | BLACK | PS03.02 | PS03.02 | 3722978
EXP61053 | M110 | CW-DISTRIBUTION | EXP61053A |  | PS03.06 | 150x150x150x150 |  | 1 | [10 empty] | BLACK | PS03.06 | PS03.06 | 3729652
EXP61053 | M110 | CW-DISTRIBUTION | EXP61053A |  | PS03.06 | 150x150x150x150 |  | 1 | [10 empty] | BLACK | PS03.06 | PS03.06 | 3729655
EXP61053 | M110 | CW-DISTRIBUTION | EXP61053A |  | PS03.06 | 150x150x150x150 |  | 1 | [10 empty] | BLACK | PS03.06 | PS03.06 | 3729662
EXP61053 | M110 | CW-DISTRIBUTION | EXP61053A |  | PS03.06 | 150x150x150x150 |  | 1 | [10 empty] | BLACK | PS03.06 | PS03.06 | 3729665
EXP61053 | M110 | CW-DISTRIBUTION | EXP61053A |  | PS03.06 | 150x150x150x150 |  | 1 | [10 empty] | BLACK | PS03.06 | PS03.06 | 3729672
EXP61053 | M110 | CW-DISTRIBUTION | EXP61053A |  | PS03.06 | 150x150x150x150 |  | 1 | [10 empty] | BLACK | PS03.06 | PS03.06 | 3729675
EXP61053 | M110 | CW-DISTRIBUTION | EXP61053A |  | PS03.06 | 150x150x150x150 |  | 1 | [10 empty] | BLACK | PS03.06 | PS03.06 | 3729691
EXP61053 | M110 | CW-DISTRIBUTION | EXP61053A |  | PS03.06 | 150x150x150x150 |  | 1 | [10 empty] | BLACK | PS03.06 | PS03.06 | 3729694
EXP61053 | M110 | CW-DISTRIBUTION | EXP61053A |  | PS03.06 | 150x150x150x150 |  | 1 | [10 empty] | BLACK | PS03.06 | PS03.06 | 3729797
EXP61053 | M110 | CW-DISTRIBUTION | EXP61053A |  | PS03.04 | 150x150x150 |  | 1 | [10 empty] | BLACK | PS03.04 | PS03.04 | 3732055
EXP61053 | M110 | CW-DISTRIBUTION | EXP61053A |  | PS03.04 | 150x150x150 |  | 1 | [10 empty] | BLACK | PS03.04 | PS03.04 | 3732113
EXP61053 | M110 | CW-DISTRIBUTION | EXP61053A |  | PS03.04 | 150x150x150 |  | 1 | [10 empty] | BLACK | PS03.04 | PS03.04 | 3732116
EXP61053 | M110 | CW-DISTRIBUTION | EXP61053B |  | PS03.04 | 150x150x150 |  | 1 | [10 empty] | BLACK | PS03.04 | PS03.04 | 3732159
EXP61053 | M110 | CW-DISTRIBUTION | EXP61053B |  | PS03.04 | 150x150x150 |  | 1 | [10 empty] | BLACK | PS03.04 | PS03.04 | 3732162
EXP61053 | M110 | CW-DISTRIBUTION | EXP61053B |  | PS03.04 | 150x150x150 |  | 1 | [10 empty] | BLACK | PS03.04 | PS03.04 | 3732180
EXP61053 | M110 | CW-DISTRIBUTION | EXP61053B |  | PS03.04 | 150x150x150 |  | 1 | [10 empty] | BLACK | PS03.04 | PS03.04 | 3732183
EXP61053 | M110 | CP-EXTERNAL | EXP61053 |  | PS03.06 | 150x150x150x150 |  | 1 | [10 empty] | BLACK | PS03.06 | PS03.06 | 7099502
EXP61053 | M110-M111 | CP-INTERNAL | EXP61053 |  | PS04.03 | 150x150 |  | 1 | [10 empty] | GAL | PS04.03 | PS04.03 | 7099594
EXP61053 | M110-M111 | CP-INTERNAL | EXP61053 |  | PS04.03 | 150x150 |  | 1 | [10 empty] | GAL | PS04.03 | PS04.03 | 7099596
EXP61053 | M110-M111 | CP-INTERNAL | EXP61053 |  | PS03.04 |  |  | 1 | [10 empty] | GAL | PS03.04 | PS03.04 | 7140288
EXP61053 | M110 | CW-DISTRIBUTION | EXP61053A |  | PS03.06 | 150x150x150x150 |  | 1 | [10 empty] | BLACK | PS03.06 | PS03.06 | 7140512
EXP61053 | M110-M111 | CP-INTERNAL | EXP61053 |  | PS03.04 | 150x150x150 |  | 1 | [10 empty] | GAL | PS03.04 | PS03.04 | 7144380
EXP61053 | M110 | CW-DISTRIBUTION | EXP61053A |  | PS03.06 | 150x150x150x150 |  | 1 | [10 empty] | BLACK | PS03.06 | PS03.06 | 7144383
EXP61053 | M110 | CW-DISTRIBUTION | EXP61053A |  | PS03.02 | 150x150x150 |  | 1 | [10 empty] | BLACK | PS03.02 | PS03.02 | 7144386
EXP61053 | M110-M111 | CP-INTERNAL | EXP61053 |  | PS03.04 | 150x150x150 |  | 1 | [10 empty] | GAL | PS03.04 | PS03.04 | 7944654
EXP61053 | M110-M111 | CP-INTERNAL | EXP61053 |  | PS03.04 | 150x150x150 |  | 1 | [10 empty] | GAL | PS03.04 | PS03.04 | 7944761
EXP61053 | M110 | CP-EXTERNAL | EXP61053 |  | PS04.03 | 150x150 |  | 1 | [10 empty] | BLACK | PS04.03 | PS04.03 | 9857921
EXP61053 | M110 | CP-EXTERNAL | EXP61053 |  | PS04.03 | 150x150 |  | 1 | [10 empty] | BLACK | PS04.03 | PS04.03 | 9858039
EXP61053 | M110 | CP-EXTERNAL | EXP61053 |  | PS04.03 | 150x150 |  | 1 | [10 empty] | BLACK | PS04.03 | PS04.03 | 9858045
EXP61053 | M110 | CP-EXTERNAL | EXP61053 |  | PS04.03 | 150x150 |  | 1 | [10 empty] | BLACK | PS04.03 | PS04.03 | 9858051
EXP61053 | M111 | CP-EXTERNAL | EXP61153 |  | PS04.03 | 150x150 |  | 1 | [10 empty] | BLACK | PS04.03 | PS04.03 | 9858079
EXP61053 | M111 | CP-EXTERNAL | EXP61153 |  | PS04.03 | 150x150 |  | 1 | [10 empty] | BLACK | PS04.03 | PS04.03 | 9858132
EXP61053 | M111 | CP-EXTERNAL | EXP61153 |  | PS04.03 | 150x150 |  | 1 | [10 empty] | BLACK | PS04.03 | PS04.03 | 9858140
EXP61053 | M111 | CP-EXTERNAL | EXP61153 |  | PS04.03 | 150x150 |  | 1 | [10 empty] | BLACK | PS04.03 | PS04.03 | 9858146
EXP61053 | M110 | CW-ARRAY | EXP61053D-1 |  | PS04.04 | 65x65 |  | 1 | [10 empty] | BLACK | PS04.04 | PS04.04 | 9874240
EXP61053 | M110 | CW-ARRAY | EXP61053D-1 |  | PS04.04 | 65x65 |  | 1 | [10 empty] | BLACK | PS04.04 | PS04.04 | 9874242
EXP61053 | M110 | CW-ARRAY | EXP61053D-1 |  | PS04.04 | 65x65 |  | 1 | [10 empty] | BLACK | PS04.04 | PS04.04 | 9874244
EXP61053 | M110 | CW-ARRAY | EXP61053D-1 |  | PS04.04 | 65x65 |  | 1 | [10 empty] | BLACK | PS04.04 | PS04.04 | 9874246
EXP61053 | M110 | CW-ARRAY | EXP61053D-1 |  | PS04.04 | 65x65 |  | 1 | [10 empty] | BLACK | PS04.04 | PS04.04 | 9878810
EXP61053 | M110 | CW-ARRAY | EXP61053D-1 |  | PS04.04 | 65x65 |  | 1 | [10 empty] | BLACK | PS04.04 | PS04.04 | 9878812
EXP61053 | M110 | CW-ARRAY | EXP61053D-1 |  | PS04.04 | 65x65 |  | 1 | [10 empty] | BLACK | PS04.04 | PS04.04 | 9878814
EXP61053 | M110 | CW-ARRAY | EXP61053D-1 |  | PS04.04 | 65x65 |  | 1 | [10 empty] | BLACK | PS04.04 | PS04.04 | 9878816
EXP61053 | M110 | CW-ARRAY | EXP61053D-1 |  | PS04.03 | 150x150 |  | 1 | [10 empty] | BLACK | PS04.03 | PS04.03 | 9881189
EXP61053 | M110 | CW-DISTRIBUTION | EXP61053D |  | PS04.03 | 150x150 |  | 1 | [10 empty] | BLACK | PS04.03 | PS04.03 | 9882152
EXP61053 | M110 | CW-DISTRIBUTION | EXP61053D |  | PS04.03 | 150x150 |  | 1 | [10 empty] | BLACK | PS04.03 | PS04.03 | 10659230
EXP61053 | M110 | CW-DISTRIBUTION | EXP61053A |  | PS03.04 | 150x150x150 |  | 1 | [10 empty] | BLACK | PS03.04 | PS03.04 | 10659233
EXP61053 | M110 | CW-DISTRIBUTION | EXP61053A |  | PS03.02 | 150x150x150 |  | 1 | [10 empty] | BLACK | PS03.02 | PS03.02 | 10659239
EXP61053 | M110 | CW-ARRAY | EXP61053B-1 |  | W-4-3 | 150x150 |  | 1 | [10 empty] | BLACK | W-4-3 | W-4-3 | 11023072
EXP61053 | M110 | CW-ARRAY | EXP61053B-2 |  | W-4-3 | 150x150 |  | 1 | [10 empty] | BLACK | W-4-3 | W-4-3 | 11023077
EXP61053 | M110 | CW-ARRAY | EXP61053C-1 |  | W-4-3 | 150x150 |  | 1 | [10 empty] | BLACK | W-4-3 | W-4-3 | 11023082
EXP61053 | M110 | CW-ARRAY | EXP61053C-2 |  | W-4-3 | 150x150 |  | 1 | [10 empty] | BLACK | W-4-3 | W-4-3 | 11023087
EXP61053 | M111 | CW-ARRAY | EXP61153A-1 |  | W-4-3 | 150x150 |  | 1 | [10 empty] | BLACK | W-4-3 | W-4-3 | 11023092
EXP61053 | M111 | CW-ARRAY | EXP61153A-2 |  | W-4-3 | 150x150 |  | 1 | [10 empty] | BLACK | W-4-3 | W-4-3 | 11023106
EXP61053 | M111 | CW-ARRAY | EXP61153B-2 |  | W-4-3 | 150x150 |  | 1 | [10 empty] | BLACK | W-4-3 | W-4-3 | 11023121
EXP61053 | M111 | CW-ARRAY | EXP61153C-1 |  | W-4-3 | 150x150 |  | 1 | [10 empty] | BLACK | W-4-3 | W-4-3 | 11023126
EXP61053 | M111 | CW-ARRAY | EXP61153C-2 |  | W-4-3 | 150x150 |  | 1 | [10 empty] | BLACK | W-4-3 | W-4-3 | 11023131
EXP61053 | M111 | CW-ARRAY | EXP61153D-1 |  | W-4-3 | 150x150 |  | 1 | [10 empty] | BLACK | W-4-3 | W-4-3 | 11023136
EXP61053 | M110 | CW-ARRAY | EXP61053D-1 |  | W-4-3 | 150x150 |  | 1 | [10 empty] | BLACK | W-4-3 | W-4-3 | 11023141
EXP61053 | M110 | CW-ARRAY | EXP61053D-2 |  | W-4-3 | 150x150 |  | 1 | [10 empty] | BLACK | W-4-3 | W-4-3 | 11023146
EXP61053 | M111 | CW-ARRAY | EXP61153D-2 |  | W-4-3 | 150x150 |  | 1 | [10 empty] | BLACK | W-4-3 | W-4-3 | 11023151
EXP61053 | M110 | CW-ARRAY | EXP61053A |  | W-4-3 | 150x150 |  | 1 | [10 empty] | BLACK | W-4-3 | W-4-3 | 11023156
EXP61053 | M110 | CW-DISTRIBUTION | EXP61053A |  | W-T-4-3 | 150x150 |  | 1 | [10 empty] | BLACK | W-T-4-3 | W-T-4-3_PT 150-4 | 11023161
EXP61053 | M110 | CW-DISTRIBUTION | EXP61053B |  | W-T-2-3 |  |  | 1 | [10 empty] | BLACK | W-T-2-3 | W-T-2-3_PT 150-3 | 11023166
EXP61053 | M110 | CW-DISTRIBUTION | EXP61053B |  | W-T-4-3 | 150x150 |  | 1 | [10 empty] | BLACK | W-T-4-3 | W-T-4-3_PT 150-3 | 11047283
EXP61053 | M110 | CW-DISTRIBUTION | EXP61053C |  | W-T-4-3 | 150x150 |  | 1 | [10 empty] | BLACK | W-T-4-3 | W-T-4-3_PT 150-2 | 11047288
EXP61053 | M110 | CW-DISTRIBUTION | EXP61053B |  | W-T-2-3 |  |  | 1 | [10 empty] | BLACK | W-T-2-3 | W-T-2-3_PT 150-3 | 11047293
EXP61053 | M110 | CW-DISTRIBUTION | EXP61053C |  | W-T-2-3 |  |  | 1 | [10 empty] | BLACK | W-T-2-3 | W-T-2-3_PT 150-2 | 11047296
EXP61053 | M110 | CW-DISTRIBUTION | EXP61053C |  | W-T-4-3 | 150x150 |  | 1 | [10 empty] | BLACK | W-T-4-3 | W-T-4-3_PT 150-2 | 11047299
EXP61053 | M110 | CW-DISTRIBUTION | EXP61053D |  | W-4-3 | 150x150 |  | 1 | [10 empty] | BLACK | W-4-3 | W-4-3 | 11047304
EXP61053 | M110 | CW-DISTRIBUTION | EXP61053D |  | W-4-3 | 150x150 |  | 1 | [10 empty] | BLACK | W-4-3 | W-4-3 | 11047309
EXP61053 | M110 | CW-DISTRIBUTION | EXP61053D |  | W-2-3 | 150x150 |  | 1 | [10 empty] | BLACK | W-2-3 | W-2-3 | 11047314
EXP61053 | M111 | CW-DISTRIBUTION | EXP61153A |  | W-T-4-3 | 150x150 |  | 1 | [10 empty] | BLACK | W-T-4-3 | W-T-4-3_PT 150-4 | 11047318
EXP61053 | M111 | CW-DISTRIBUTION | EXP61153A |  | W-T-4-3 | 150x150 |  | 1 | [10 empty] | BLACK | W-T-4-3 | W-T-4-3_PT 150-4 | 11047323
EXP61053 | M111 | CW-DISTRIBUTION | EXP61153B |  | W-T-4-3 | 150x150 |  | 1 | [10 empty] | BLACK | W-T-4-3 | W-T-4-3_PT 150-3 | 11047328
EXP61053 | M111 | CW-DISTRIBUTION | EXP61153C |  | W-T-4-3 | 150x150 |  | 1 | [10 empty] | BLACK | W-T-4-3 | W-T-4-3_PT 150-2 | 11047333
EXP61053 | M111 | CW-DISTRIBUTION | EXP61153C |  | W-T-4-3 | 150x150 |  | 1 | [10 empty] | BLACK | W-T-4-3 | W-T-4-3_PT 150-2 | 11047338
EXP61053 | M111 | CW-DISTRIBUTION | EXP61153D |  | W-4-3 | 150x150 |  | 1 | [10 empty] | BLACK | W-4-3 | W-4-3 | 11047343
EXP61053 | M111 | CW-DISTRIBUTION | EXP61153D |  | W-4-3 | 150x150 |  | 1 | [10 empty] | BLACK | W-4-3 | W-4-3 | 11047348
EXP61053 | M111 | CW-DISTRIBUTION | EXP61153D |  | W-2-3 | 150x150 |  | 1 | [10 empty] | BLACK | W-2-3 | W-2-3 | 11047353
EXP61053 | M111 | CW-DISTRIBUTION | EXP61153C |  | W-T-2-3 |  |  | 1 | [10 empty] | BLACK | W-T-2-3 | W-T-2-3_PT 150-2 | 11047357
EXP61053 | M111 | CW-DISTRIBUTION | EXP61153B |  | W-T-2-3 |  |  | 1 | [10 empty] | BLACK | W-T-2-3 | W-T-2-3_PT 150-3 | 11047360
EXP61053 | M111 | CW-DISTRIBUTION | EXP61153B |  | W-T-2-3 |  |  | 1 | [10 empty] | BLACK | W-T-2-3 | W-T-2-3_PT 150-3 | 11047364
EXP61053 | M111 | CW-DISTRIBUTION | EXP61153A |  | W-T-2-3 |  |  | 1 | [10 empty] | BLACK | W-T-2-3 | W-T-2-3_PT 150-4 | 11047367
EXP61053 | M110 | CW-DISTRIBUTION | EXP61053A |  | W-T-4-3 | 150x150 |  | 1 | [10 empty] | BLACK | W-T-4-3 | W-T-4-3_PT 150-4 | 11178386
EXP61053 | M110 | CW-DISTRIBUTION | EXP61053A |  | W-T-2-3 | 150x150 |  | 1 | [10 empty] | BLACK | W-T-2-3 | W-T-2-3_PT 150-4 | 11178395
EXP61053 | M110 | CW-DISTRIBUTION | EXP61053D |  | PS04.03 | 150x150 |  | 1 | [10 empty] | BLACK | PS04.03 | PS04.03 | 11485768
EXP61053 | M111 | CW-ARRAY | EXP61153A-1 |  | PS04.04 | 65x65 |  | 1 | [10 empty] | BLACK | PS04.04 | PS04.04 | 11596067
EXP61053 | M111 | CW-ARRAY | EXP61153A-1 |  | PS04.04 | 65x65 |  | 1 | [10 empty] | BLACK | PS04.04 | PS04.04 | 11596069
EXP61053 | M111 | CW-ARRAY | EXP61153A-1 |  | PS04.04 | 65x65 |  | 1 | [10 empty] | BLACK | PS04.04 | PS04.04 | 11596071
EXP61053 | M111 | CW-ARRAY | EXP61153A-1 |  | PS04.04 | 65x65 |  | 1 | [10 empty] | BLACK | PS04.04 | PS04.04 | 11596073
EXP61053 | M111 | CW-ARRAY | EXP61153A-1 |  | PS04.04 | 65x65 |  | 1 | [10 empty] | BLACK | PS04.04 | PS04.04 | 11596095
EXP61053 | M111 | CW-ARRAY | EXP61153A-1 |  | PS04.04 | 65x65 |  | 1 | [10 empty] | BLACK | PS04.04 | PS04.04 | 11596097
EXP61053 | M111 | CW-ARRAY | EXP61153A-1 |  | PS04.04 | 65x65 |  | 1 | [10 empty] | BLACK | PS04.04 | PS04.04 | 11596099
EXP61053 | M111 | CW-ARRAY | EXP61153A-1 |  | PS04.03 | 150x150 |  | 1 | [10 empty] | BLACK | PS04.03 | PS04.03 | 11596101
EXP61053 | M111 | CW-ARRAY | EXP61153A-1 |  | PS04.04 | 65x65 |  | 1 | [10 empty] | BLACK | PS04.04 | PS04.04 | 11596103
EXP61053 | M111 | CW-ARRAY | EXP61153A-1 |  | PS04.03 | 150x150 |  | 1 | [10 empty] | BLACK | PS04.03 | PS04.03 | 11596126
EXP61053 | M111 | CW-ARRAY | EXP61153A-1 |  | PS04.03 | 150x150 |  | 1 | [10 empty] | BLACK | PS04.03 | PS04.03 | 11596128
EXP61053 | M111 | CW-ARRAY | EXP61153A-2 |  | PS04.04 | 65x65 |  | 1 | [10 empty] | BLACK | PS04.04 | PS04.04 | 11596130
EXP61053 | M111 | CW-ARRAY | EXP61153A-2 |  | PS04.04 | 65x65 |  | 1 | [10 empty] | BLACK | PS04.04 | PS04.04 | 11596132
EXP61053 | M111 | CW-ARRAY | EXP61153A-2 |  | PS04.04 | 65x65 |  | 1 | [10 empty] | BLACK | PS04.04 | PS04.04 | 11596134
EXP61053 | M111 | CW-ARRAY | EXP61153A-2 |  | PS04.04 | 65x65 |  | 1 | [10 empty] | BLACK | PS04.04 | PS04.04 | 11596136
EXP61053 | M111 | CW-ARRAY | EXP61153A-2 |  | PS04.04 | 65x65 |  | 1 | [10 empty] | BLACK | PS04.04 | PS04.04 | 11596159
EXP61053 | M111 | CW-ARRAY | EXP61153A-2 |  | PS04.04 | 65x65 |  | 1 | [10 empty] | BLACK | PS04.04 | PS04.04 | 11596161
EXP61053 | M111 | CW-ARRAY | EXP61153A-2 |  | PS04.04 | 65x65 |  | 1 | [10 empty] | BLACK | PS04.04 | PS04.04 | 11596163
EXP61053 | M111 | CW-ARRAY | EXP61153A-2 |  | PS04.03 | 150x150 |  | 1 | [10 empty] | BLACK | PS04.03 | PS04.03 | 11596165
EXP61053 | M111 | CW-ARRAY | EXP61153A-2 |  | PS04.04 | 65x65 |  | 1 | [10 empty] | BLACK | PS04.04 | PS04.04 | 11596167
EXP61053 | M111 | CW-ARRAY | EXP61153A-2 |  | PS04.03 | 150x150 |  | 1 | [10 empty] | BLACK | PS04.03 | PS04.03 | 11596189
EXP61053 | M111 | CW-ARRAY | EXP61153A-2 |  | PS04.03 | 150x150 |  | 1 | [10 empty] | BLACK | PS04.03 | PS04.03 | 11596191
EXP61053 | M111 | CW-DISTRIBUTION | EXP61153A |  | PS03.06 |  |  | 1 | [10 empty] | BLACK | PS03.06 | PS03.06 | 11596212
EXP61053 | M111 | CW-DISTRIBUTION | EXP61153A |  | PS03.06 |  |  | 1 | [10 empty] | BLACK | PS03.06 | PS03.06 | 11596213
EXP61053 | M111 | CW-DISTRIBUTION | EXP61153A |  | PS03.06 | 150x150x150x150 |  | 1 | [10 empty] | BLACK | PS03.06 | PS03.06 | 11596214
EXP61053 | M111 | CW-DISTRIBUTION | EXP61153A |  | PS03.06 |  |  | 1 | [10 empty] | BLACK | PS03.06 | PS03.06 | 11596215
EXP61053 | M111 | CW-DISTRIBUTION | EXP61153A |  | PS03.06 | 150x150x150x150 |  | 1 | [10 empty] | BLACK | PS03.06 | PS03.06 | 11596216
EXP61053 | M111 | CW-DISTRIBUTION | EXP61153A |  | PS03.06 |  |  | 1 | [10 empty] | BLACK | PS03.06 | PS03.06 | 11596217
EXP61053 | M111 | CW-DISTRIBUTION | EXP61153A |  | PS03.06 |  |  | 1 | [10 empty] | BLACK | PS03.06 | PS03.06 | 11596218
EXP61053 | M111 | CW-DISTRIBUTION | EXP61153A |  | PS03.06 |  |  | 1 | [10 empty] | BLACK | PS03.06 | PS03.06 | 11596219
EXP61053 | M111 | CW-ARRAY | EXP61153B-2 |  | PS04.04 | 65x65 |  | 1 | [10 empty] | BLACK | PS04.04 | PS04.04 | 11596372
EXP61053 | M111 | CW-ARRAY | EXP61153B-2 |  | PS04.04 | 65x65 |  | 1 | [10 empty] | BLACK | PS04.04 | PS04.04 | 11596374
EXP61053 | M111 | CW-ARRAY | EXP61153B-2 |  | PS04.04 | 65x65 |  | 1 | [10 empty] | BLACK | PS04.04 | PS04.04 | 11596376
EXP61053 | M111 | CW-ARRAY | EXP61153B-2 |  | PS04.04 | 65x65 |  | 1 | [10 empty] | BLACK | PS04.04 | PS04.04 | 11596378
EXP61053 | M111 | CW-ARRAY | EXP61153B-2 |  | PS04.04 | 65x65 |  | 1 | [10 empty] | BLACK | PS04.04 | PS04.04 | 11596401
EXP61053 | M111 | CW-ARRAY | EXP61153B-2 |  | PS04.04 | 65x65 |  | 1 | [10 empty] | BLACK | PS04.04 | PS04.04 | 11596403
EXP61053 | M111 | CW-ARRAY | EXP61153B-2 |  | PS04.04 | 65x65 |  | 1 | [10 empty] | BLACK | PS04.04 | PS04.04 | 11596405
EXP61053 | M111 | CW-ARRAY | EXP61153B-2 |  | PS04.03 | 150x150 |  | 1 | [10 empty] | BLACK | PS04.03 | PS04.03 | 11596407
EXP61053 | M111 | CW-ARRAY | EXP61153B-2 |  | PS04.04 | 65x65 |  | 1 | [10 empty] | BLACK | PS04.04 | PS04.04 | 11596409
EXP61053 | M111 | CW-ARRAY | EXP61153B-2 |  | PS04.03 | 150x150 |  | 1 | [10 empty] | BLACK | PS04.03 | PS04.03 | 11596431
EXP61053 | M111 | CW-ARRAY | EXP61153B-2 |  | PS04.03 | 150x150 |  | 1 | [10 empty] | BLACK | PS04.03 | PS04.03 | 11596433
EXP61053 | M111 | CW-DISTRIBUTION | EXP61153B |  | PS03.04 | 150x150x150 |  | 1 | [10 empty] | BLACK | PS03.04 | PS03.04 | 11596454
EXP61053 | M111 | CW-DISTRIBUTION | EXP61153B |  | PS03.04 |  |  | 1 | [10 empty] | BLACK | PS03.04 | PS03.04 | 11596455
EXP61053 | M111 | CW-DISTRIBUTION | EXP61153B |  | PS03.04 | 150x150x150 |  | 1 | [10 empty] | BLACK | PS03.04 | PS03.04 | 11596456
EXP61053 | M111 | CW-DISTRIBUTION | EXP61153B |  | PS03.04 |  |  | 1 | [10 empty] | BLACK | PS03.04 | PS03.04 | 11596457
EXP61053 | M111 | CW-DISTRIBUTION | EXP61153B |  | PS03.04 |  |  | 1 | [10 empty] | BLACK | PS03.04 | PS03.04 | 11596458
EXP61053 | M111 | CW-DISTRIBUTION | EXP61153B |  | PS03.04 |  |  | 1 | [10 empty] | BLACK | PS03.04 | PS03.04 | 11596459
EXP61053 | M111 | CW-DISTRIBUTION | EXP61153B |  | PS03.04 |  |  | 1 | [10 empty] | BLACK | PS03.04 | PS03.04 | 11596460
EXP61053 | M111 | CW-DISTRIBUTION | EXP61153B |  | PS03.04 |  |  | 1 | [10 empty] | BLACK | PS03.04 | PS03.04 | 11596461
EXP61053 | M111 | CW-ARRAY | EXP61153C-1 |  | PS04.04 | 65x65 |  | 1 | [10 empty] | BLACK | PS04.04 | PS04.04 | 11596551
EXP61053 | M111 | CW-ARRAY | EXP61153C-1 |  | PS04.04 | 65x65 |  | 1 | [10 empty] | BLACK | PS04.04 | PS04.04 | 11596553
EXP61053 | M111 | CW-ARRAY | EXP61153C-1 |  | PS04.04 | 65x65 |  | 1 | [10 empty] | BLACK | PS04.04 | PS04.04 | 11596555
EXP61053 | M111 | CW-ARRAY | EXP61153C-1 |  | PS04.04 | 65x65 |  | 1 | [10 empty] | BLACK | PS04.04 | PS04.04 | 11596557
EXP61053 | M111 | CW-ARRAY | EXP61153C-1 |  | PS04.04 | 65x65 |  | 1 | [10 empty] | BLACK | PS04.04 | PS04.04 | 11596579
EXP61053 | M111 | CW-ARRAY | EXP61153C-1 |  | PS04.04 | 65x65 |  | 1 | [10 empty] | BLACK | PS04.04 | PS04.04 | 11596581
EXP61053 | M111 | CW-ARRAY | EXP61153C-1 |  | PS04.04 | 65x65 |  | 1 | [10 empty] | BLACK | PS04.04 | PS04.04 | 11596583
EXP61053 | M111 | CW-ARRAY | EXP61153C-1 |  | PS04.03 | 150x150 |  | 1 | [10 empty] | BLACK | PS04.03 | PS04.03 | 11596585
EXP61053 | M111 | CW-ARRAY | EXP61153C-1 |  | PS04.04 | 65x65 |  | 1 | [10 empty] | BLACK | PS04.04 | PS04.04 | 11596587
EXP61053 | M111 | CW-ARRAY | EXP61153C-1 |  | PS04.03 | 150x150 |  | 1 | [10 empty] | BLACK | PS04.03 | PS04.03 | 11596610
EXP61053 | M111 | CW-ARRAY | EXP61153C-2 |  | PS04.04 | 65x65 |  | 1 | [10 empty] | BLACK | PS04.04 | PS04.04 | 11596612
EXP61053 | M111 | CW-ARRAY | EXP61153C-2 |  | PS04.04 | 65x65 |  | 1 | [10 empty] | BLACK | PS04.04 | PS04.04 | 11596614
EXP61053 | M111 | CW-ARRAY | EXP61153C-2 |  | PS04.04 | 65x65 |  | 1 | [10 empty] | BLACK | PS04.04 | PS04.04 | 11596616
EXP61053 | M111 | CW-ARRAY | EXP61153C-2 |  | PS04.04 | 65x65 |  | 1 | [10 empty] | BLACK | PS04.04 | PS04.04 | 11596618
EXP61053 | M111 | CW-ARRAY | EXP61153C-2 |  | PS04.04 | 65x65 |  | 1 | [10 empty] | BLACK | PS04.04 | PS04.04 | 11596641
EXP61053 | M111 | CW-ARRAY | EXP61153C-2 |  | PS04.04 | 65x65 |  | 1 | [10 empty] | BLACK | PS04.04 | PS04.04 | 11596643
EXP61053 | M111 | CW-ARRAY | EXP61153C-2 |  | PS04.04 | 65x65 |  | 1 | [10 empty] | BLACK | PS04.04 | PS04.04 | 11596645
EXP61053 | M111 | CW-ARRAY | EXP61153C-2 |  | PS04.03 | 150x150 |  | 1 | [10 empty] | BLACK | PS04.03 | PS04.03 | 11596647
EXP61053 | M111 | CW-ARRAY | EXP61153C-2 |  | PS04.04 | 65x65 |  | 1 | [10 empty] | BLACK | PS04.04 | PS04.04 | 11596649
EXP61053 | M111 | CW-ARRAY | EXP61153C-2 |  | PS04.03 | 150x150 |  | 1 | [10 empty] | BLACK | PS04.03 | PS04.03 | 11596671
EXP61053 | M111 | CW-DISTRIBUTION | EXP61153C |  | PS03.02 |  |  | 1 | [10 empty] | BLACK | PS03.02 | PS03.02 | 11596692
EXP61053 | M111 | CW-DISTRIBUTION | EXP61153C |  | PS03.02 |  |  | 1 | [10 empty] | BLACK | PS03.02 | PS03.02 | 11596693
EXP61053 | M111 | CW-DISTRIBUTION | EXP61153C |  | PS03.02 | 150x150x150 |  | 1 | [10 empty] | BLACK | PS03.02 | PS03.02 | 11596694
EXP61053 | M111 | CW-DISTRIBUTION | EXP61153C |  | PS03.02 |  |  | 1 | [10 empty] | BLACK | PS03.02 | PS03.02 | 11596695
EXP61053 | M111 | CW-DISTRIBUTION | EXP61153C |  | PS03.02 |  |  | 1 | [10 empty] | BLACK | PS03.02 | PS03.02 | 11596696
EXP61053 | M111 | CW-DISTRIBUTION | EXP61153C |  | PS03.02 | 150x150x150 |  | 1 | [10 empty] | BLACK | PS03.02 | PS03.02 | 11596697
EXP61053 | M111 | CW-DISTRIBUTION | EXP61153C |  | PS03.02 |  |  | 1 | [10 empty] | BLACK | PS03.02 | PS03.02 | 11596698
EXP61053 | M111 | CW-DISTRIBUTION | EXP61153C |  | PS03.02 |  |  | 1 | [10 empty] | BLACK | PS03.02 | PS03.02 | 11596699
EXP61053 | M111 | CW-ARRAY | EXP61153D-1 |  | PS04.03 | 150x150 |  | 1 | [10 empty] | BLACK | PS04.03 | PS04.03 | 11596793
EXP61053 | M111 | CW-ARRAY | EXP61153D-1 |  | PS04.03 | 150x150 |  | 1 | [10 empty] | BLACK | PS04.03 | PS04.03 | 11596803
EXP61053 | M111 | CW-ARRAY | EXP61153D-2 |  | PS04.04 | 65x65 |  | 1 | [10 empty] | BLACK | PS04.04 | PS04.04 | 11596805
EXP61053 | M111 | CW-ARRAY | EXP61153D-2 |  | PS04.04 | 65x65 |  | 1 | [10 empty] | BLACK | PS04.04 | PS04.04 | 11596807
EXP61053 | M111 | CW-ARRAY | EXP61153D-2 |  | PS04.04 | 65x65 |  | 1 | [10 empty] | BLACK | PS04.04 | PS04.04 | 11596809
EXP61053 | M111 | CW-ARRAY | EXP61153D-2 |  | PS04.04 | 65x65 |  | 1 | [10 empty] | BLACK | PS04.04 | PS04.04 | 11596811
EXP61053 | M111 | CW-ARRAY | EXP61153D-2 |  | PS04.04 | 65x65 |  | 1 | [10 empty] | BLACK | PS04.04 | PS04.04 | 11596832
EXP61053 | M111 | CW-ARRAY | EXP61153D-2 |  | PS04.04 | 65x65 |  | 1 | [10 empty] | BLACK | PS04.04 | PS04.04 | 11596834
EXP61053 | M111 | CW-ARRAY | EXP61153D-2 |  | PS04.04 | 65x65 |  | 1 | [10 empty] | BLACK | PS04.04 | PS04.04 | 11596836
EXP61053 | M111 | CW-ARRAY | EXP61153D-2 |  | PS04.03 | 150x150 |  | 1 | [10 empty] | BLACK | PS04.03 | PS04.03 | 11596838
EXP61053 | M111 | CW-ARRAY | EXP61153D-2 |  | PS04.04 | 65x65 |  | 1 | [10 empty] | BLACK | PS04.04 | PS04.04 | 11596840
EXP61053 | M111 | CW-ARRAY | EXP61153D-2 |  | PS04.03 | 150x150 |  | 1 | [10 empty] | BLACK | PS04.03 | PS04.03 | 11596862
EXP61053 | M111 | CW-DISTRIBUTION | EXP61153D |  | PS04.03 | 150x150 |  | 1 | [10 empty] | BLACK | PS04.03 | PS04.03 | 11597029
EXP61053 | M111 | CW-DISTRIBUTION | EXP61153D |  | PS04.03 | 150x150 |  | 1 | [10 empty] | BLACK | PS04.03 | PS04.03 | 11597030
EXP61053 | M111 | CW-DISTRIBUTION | EXP61153D |  | PS04.03 | 150x150 |  | 1 | [10 empty] | BLACK | PS04.03 | PS04.03 | 11597031
EXP61053 | M111 | CW-DISTRIBUTION | EXP61153D |  | PS04.03 | 150x150 |  | 1 | [10 empty] | BLACK | PS04.03 | PS04.03 | 11597032
EXP61053 | M111 | CW-ARRAY | EXP61153D-2 |  | PS04.03 | 150x150 |  | 1 | [10 empty] | BLACK | PS04.03 | PS04.03 | 11597033
EXP61053 | M111 | CW-ARRAY | EXP61153D-1 |  | PS04.03 | 150x150 |  | 1 | [10 empty] | BLACK | PS04.03 | PS04.03 | 11597035
EXP61053 | M111 | CW-ARRAY | EXP61153C-1 |  | PS04.03 | 150x150 |  | 1 | [10 empty] | BLACK | PS04.03 | PS04.03 | 11597037
EXP61053 | M111 | CW-ARRAY | EXP61153C-2 |  | PS04.03 | 150x150 |  | 1 | [10 empty] | BLACK | PS04.03 | PS04.03 | 11597039
EXP61053 | M111 | CW-DISTRIBUTION | EXP61153C |  | PS04.03 | 150x150 |  | 1 | [10 empty] | BLACK | PS04.03 | PS04.03 | 11597071
EXP61053 | M111 | CW-DISTRIBUTION | EXP61153C |  | PS04.03 | 150x150 |  | 1 | [10 empty] | BLACK | PS04.03 | PS04.03 | 11597072
EXP61053 | M111 | CW-DISTRIBUTION | EXP61153B |  | PS03.02 |  |  | 1 | [10 empty] | BLACK | PS03.02 | PS03.02 | 11597075
EXP61053 | M111 | CW-DISTRIBUTION | EXP61153B |  | PS03.02 |  |  | 1 | [10 empty] | BLACK | PS03.02 | PS03.02 | 11597076
EXP61053 | M111 | CW-DISTRIBUTION | EXP61153A |  | PS03.04 |  |  | 1 | [10 empty] | BLACK | PS03.04 | PS03.04 | 11597081
EXP61053 | M111 | CW-DISTRIBUTION | EXP61153A |  | PS03.04 |  |  | 1 | [10 empty] | BLACK | PS03.04 | PS03.04 | 11597082
EXP61053 | M111 | CW-DISTRIBUTION | EXP61153B |  | PS03.02 |  |  | 1 | [10 empty] | BLACK | PS03.02 | PS03.02 | 11597087
EXP61053 | M111 | CW-DISTRIBUTION | EXP61153B |  | PS03.02 |  |  | 1 | [10 empty] | BLACK | PS03.02 | PS03.02 | 11597088
EXP61053 | M111 | CW-DISTRIBUTION | EXP61153C |  | PS03.02 | 150x150x150 |  | 1 | [10 empty] | BLACK | PS03.02 | PS03.02 | 11597093
EXP61053 | M111 | CW-DISTRIBUTION | EXP61153C |  | PS03.02 |  |  | 1 | [10 empty] | BLACK | PS03.02 | PS03.02 | 11597094
EXP61053 | M111 | CW-DISTRIBUTION | EXP61153C |  | PS03.02 |  |  | 1 | [10 empty] | BLACK | PS03.02 | PS03.02 | 11597098
EXP61053 | M111 | CW-DISTRIBUTION | EXP61153C |  | PS03.02 |  |  | 1 | [10 empty] | BLACK | PS03.02 | PS03.02 | 11597099
EXP61053 | M111 | CW-DISTRIBUTION | EXP61153A |  | PS03.04 |  |  | 1 | [10 empty] | BLACK | PS03.04 | PS03.04 | 11597117
EXP61053 | M111 | CW-DISTRIBUTION | EXP61153A |  | PS03.04 |  |  | 1 | [10 empty] | BLACK | PS03.04 | PS03.04 | 11597118
EXP61053 | M111 | CW-DISTRIBUTION | EXP61153B |  | PS03.04 |  |  | 1 | [10 empty] | BLACK | PS03.04 | PS03.04 | 11597123
EXP61053 | M111 | CW-DISTRIBUTION | EXP61153B |  | PS03.04 | 150x150x150 |  | 1 | [10 empty] | BLACK | PS03.04 | PS03.04 | 11597124
EXP61053 | M111 | CW-DISTRIBUTION | EXP61153B |  | PS03.04 |  |  | 1 | [10 empty] | BLACK | PS03.04 | PS03.04 | 11597128
EXP61053 | M111 | CW-DISTRIBUTION | EXP61153B |  | PS03.04 |  |  | 1 | [10 empty] | BLACK | PS03.04 | PS03.04 | 11597129
EXP61053 | M111 | CW-DISTRIBUTION | EXP61153A |  | PS03.06 |  |  | 1 | [10 empty] | BLACK | PS03.06 | PS03.06 | 11597161
EXP61053 | M111 | CW-DISTRIBUTION | EXP61153A |  | PS03.06 | 150x150x150x150 |  | 1 | [10 empty] | BLACK | PS03.06 | PS03.06 | 11597166
EXP61053 | M111 | CW-DISTRIBUTION | EXP61153A |  | PS03.06 |  |  | 1 | [10 empty] | BLACK | PS03.06 | PS03.06 | 11597213
EXP61053 | M111 | CW-ARRAY | EXP61153D-2 |  | PS04.03 | 150x150 |  | 1 | [10 empty] | BLACK | PS04.03 | PS04.03 | 11597358
EXP61053 | M111 | CW-ARRAY | EXP61153B-2 |  | PS04.03 | 150x150 |  | 1 | [10 empty] | BLACK | PS04.03 | PS04.03 | 11597361
EXP61053 | M111 | CW-ARRAY | EXP61153D-1 |  | PS04.04 | 65x65 |  | 1 | [10 empty] | BLACK | PS04.04 | PS04.04 | 11597365
EXP61053 | M111 | CW-ARRAY | EXP61153D-1 |  | PS04.04 | 65x65 |  | 1 | [10 empty] | BLACK | PS04.04 | PS04.04 | 11597367
EXP61053 | M111 | CW-ARRAY | EXP61153D-1 |  | PS04.04 | 65x65 |  | 1 | [10 empty] | BLACK | PS04.04 | PS04.04 | 11597369
EXP61053 | M111 | CW-ARRAY | EXP61153D-1 |  | PS04.04 | 65x65 |  | 1 | [10 empty] | BLACK | PS04.04 | PS04.04 | 11597390
EXP61053 | M111 | CW-ARRAY | EXP61153D-1 |  | PS04.04 | 65x65 |  | 1 | [10 empty] | BLACK | PS04.04 | PS04.04 | 11597392
EXP61053 | M111 | CW-ARRAY | EXP61153D-1 |  | PS04.04 | 65x65 |  | 1 | [10 empty] | BLACK | PS04.04 | PS04.04 | 11597394
EXP61053 | M111 | CW-ARRAY | EXP61153D-1 |  | PS04.04 | 65x65 |  | 1 | [10 empty] | BLACK | PS04.04 | PS04.04 | 11597447
EXP61053 | M111 | CW-ARRAY | EXP61153D-1 |  | PS04.04 | 65x65 |  | 1 | [10 empty] | BLACK | PS04.04 | PS04.04 | 11597449
EXP61053 | M111 | CW-DISTRIBUTION | EXP61153D |  | PS04.03 | 150x150 |  | 1 | [10 empty] | BLACK | PS04.03 | PS04.03 | 11597453
EXP61053 | M111 | CW-DISTRIBUTION | EXP61153D |  | PS04.03 | 150x150 |  | 1 | [10 empty] | BLACK | PS04.03 | PS04.03 | 11597454
EXP61053 | M111 | CW-DISTRIBUTION | EXP61153D |  | PS04.03 | 150x150 |  | 1 | [10 empty] | BLACK | PS04.03 | PS04.03 | 11597457
EXP61053 | M111 | CW-DISTRIBUTION | EXP61153D |  | PS04.03 | 150x150 |  | 1 | [10 empty] | BLACK | PS04.03 | PS04.03 | 11597458
EXP61053 | M111 | CW-DISTRIBUTION | EXP61153D |  | PS04.03 | 150x150 |  | 1 | [10 empty] | BLACK | PS04.03 | PS04.03 | 11597461
EXP61053 | M111 | CW-DISTRIBUTION | EXP61153A |  | PS03.04 |  |  | 1 | [10 empty] | BLACK | PS03.04 | PS03.04 | 11597669
EXP61053 | M111 | CW-DISTRIBUTION | EXP61153A |  | PS03.02 |  |  | 1 | [10 empty] | BLACK | PS03.02 | PS03.02 | 11597672
EXP61053 | M111 | CW-DISTRIBUTION | EXP61153D |  | PS04.03 | 150x150 |  | 1 | [10 empty] | BLACK | PS04.03 | PS04.03 | 11597675
EXP61053 | M111 | CW-ARRAY | EXP61153B-1 |  | W-4-3 | 150x150 |  | 1 | [10 empty] | BLACK | W-4-3 | W-4-3 | 11670677
EXP61053 | M111 | CW-ARRAY | EXP61153B-1 |  | PS04.04 | 65x65 |  | 1 | [10 empty] | BLACK | PS04.04 | PS04.04 | 11670678
EXP61053 | M111 | CW-ARRAY | EXP61153B-1 |  | PS04.04 | 65x65 |  | 1 | [10 empty] | BLACK | PS04.04 | PS04.04 | 11670680
EXP61053 | M111 | CW-ARRAY | EXP61153B-1 |  | PS04.04 | 65x65 |  | 1 | [10 empty] | BLACK | PS04.04 | PS04.04 | 11670682
EXP61053 | M111 | CW-ARRAY | EXP61153B-1 |  | PS04.04 | 65x65 |  | 1 | [10 empty] | BLACK | PS04.04 | PS04.04 | 11670684
EXP61053 | M111 | CW-ARRAY | EXP61153B-1 |  | PS04.04 | 65x65 |  | 1 | [10 empty] | BLACK | PS04.04 | PS04.04 | 11670706
EXP61053 | M111 | CW-ARRAY | EXP61153B-1 |  | PS04.04 | 65x65 |  | 1 | [10 empty] | BLACK | PS04.04 | PS04.04 | 11670708
EXP61053 | M111 | CW-ARRAY | EXP61153B-1 |  | PS04.04 | 65x65 |  | 1 | [10 empty] | BLACK | PS04.04 | PS04.04 | 11670710
EXP61053 | M111 | CW-ARRAY | EXP61153B-1 |  | PS04.03 | 150x150 |  | 1 | [10 empty] | BLACK | PS04.03 | PS04.03 | 11670712
EXP61053 | M111 | CW-ARRAY | EXP61153B-1 |  | PS04.04 | 65x65 |  | 1 | [10 empty] | BLACK | PS04.04 | PS04.04 | 11670714
EXP61053 | M111 | CW-ARRAY | EXP61153B-1 |  | PS04.03 | 150x150 |  | 1 | [10 empty] | BLACK | PS04.03 | PS04.03 | 11670737
EXP61053 | M111 | CW-ARRAY | EXP61153B-1 |  | PS04.03 | 150x150 |  | 1 | [10 empty] | BLACK | PS04.03 | PS04.03 | 11670739
EXP61053 | M111 | CW-ARRAY | EXP61153B-1 |  | PS04.03 | 150x150 |  | 1 | [10 empty] | BLACK | PS04.03 | PS04.03 | 11670786
EXP61053 | M111 | CW-DISTRIBUTION | EXP61153A |  | PS03.02 |  |  | 1 | [10 empty] | BLACK | PS03.02 | PS03.02 | 11940291
EXP61053 | M110 | CP-EXTERNAL | EXP61053 |  | PS04.03 | 150x150 |  | 1 | [10 empty] | BLACK | PS04.03 | PS04.03 | 11940308
EXP61053 | M110 | CP-EXTERNAL | EXP61053 |  | PS04.03 | 150x150 |  | 1 | [10 empty] | BLACK | PS04.03 | PS04.03 | 11940309
EXP61053 | M110 | CP-EXTERNAL | EXP61053 |  | PS04.03 | 150x150 |  | 1 | [10 empty] | BLACK | PS04.03 | PS04.03 | 11940310
EXP61053 | M110 | CP-EXTERNAL | EXP61053 |  | PS04.03 | 150x150 |  | 1 | [10 empty] | BLACK | PS04.03 | PS04.03 | 11940311
EXP61053 | M111 | CP-EXTERNAL | EXP61153 |  | PS04.03 | 150x150 |  | 1 | [10 empty] | BLACK | PS04.03 | PS04.03 | 11940317
EXP61053 | M111 | CP-EXTERNAL | EXP61153 |  | PS04.03 | 150x150 |  | 1 | [10 empty] | BLACK | PS04.03 | PS04.03 | 11940318
EXP61053 | M111 | CP-EXTERNAL | EXP61153 |  | PS04.03 | 150x150 |  | 1 | [10 empty] | BLACK | PS04.03 | PS04.03 | 11940319
EXP61053 | M111 | CP-EXTERNAL | EXP61153 |  | PS04.03 | 150x150 |  | 1 | [10 empty] | BLACK | PS04.03 | PS04.03 | 11940320
EXP61053 | M110-M111 | CP-INTERNAL | EXP61053 |  | W-T-4-3 | 150x150 |  | 1 | [10 empty] | GAL | W-T-4-3 | W-T-4-3_PT 150-3 | 12325383
EXP61053 | M110-M111 | CP-INTERNAL | EXP61053 |  | W-T-4-3 | 150x150 |  | 1 | [10 empty] | GAL | W-T-4-3 | W-T-4-3_PT 150-3 | 12325389
EXP61053 | M111 | CW-DISTRIBUTION | EXP61153A |  | PS03.06 |  |  | 1 | [10 empty] | BLACK | PS03.06 | PS03.06 | 12340898
EXP61053 | M110 | CW-DISTRIBUTION | EXP61053A |  | PS03.06 | 150x150x150x150 |  | 1 | [10 empty] | BLACK | PS03.06 | PS03.06 | 12342012
EXP61053 | M110 | CW-DISTRIBUTION | EXP61053A |  | PS03.06 | 150x150x150x150 |  | 1 | [10 empty] | BLACK | PS03.06 | PS03.06 | 12342015
EXP61053 | M110 | CW-DISTRIBUTION | EXP61053A |  | PS03.04 | 150x150x150 |  | 1 | [10 empty] | BLACK | PS03.04 | PS03.04 | 12344402
EXP61053 | M111 | CW-DISTRIBUTION | EXP61153A |  | PS03.06 |  |  | 1 | [10 empty] | BLACK | PS03.06 | PS03.06 | 12345193
EXP61053 | M111 | CP-EXTERNAL | EXP61153 |  | PS03.06 |  |  | 1 | [10 empty] | BLACK | PS03.06 | PS03.06 | 12363399
EXP61053 | M110-M111 | CP-INTERNAL | EXP61053 |  | PS04.03 | 150x150 |  | 1 | [10 empty] | GAL | PS04.03 | PS04.03 | 12691339
EXP61053 | M110-M111 | CP-INTERNAL | EXP61053 |  | PS04.03 | 150x150 |  | 1 | [10 empty] | GAL | PS04.03 | PS04.03 | 12691471
EXP61053_2ND ANCHOR POINT | M110 | CW-DISTRIBUTION | EXP61053C |  | W-T-2-3_2nd |  |  | 1 | [10 empty] | BLACK | W-T-2-3_2nd | W-T-2-3_PT 150-2 | 14116691
Total | [21 empty] | 3227223622

## Sprinkler Schedule
EE_Cross Passage | EE_Location and Lanes | EE_System Type | EE_Array Number | EE_Stock Code | EE_Item Description | Size | Outside Diameter | Qty | Length | EE_FAB Pipe | EE_PIPE END-1 | EE_PIPE END-2 | EE_Run Dim 1 | EE_Pap 1 | EE_Run Dim 2 | EE_Pap 2 | EE_Run Dim 3 | EE_Pap 3 | EE_Pipe Treatment | Family | Type | ID
EXP61053 | M110 | CW-ARRAY | EXP61053A |  | TNL-280 |  |  | 1 | [11 empty] | Sprinkler Nozzle_Reliable_TNL280 | Sprinkler Nozzle_Reliable_TNL280 | 3669304
EXP61053 | M110 | CW-ARRAY | EXP61053A |  | TNL-280 |  |  | 1 | [11 empty] | Sprinkler Nozzle_Reliable_TNL280 | Sprinkler Nozzle_Reliable_TNL280 | 3669306
EXP61053 | M110 | CW-ARRAY | EXP61053A |  | TNL-280 |  |  | 1 | [11 empty] | Sprinkler Nozzle_Reliable_TNL280 | Sprinkler Nozzle_Reliable_TNL280 | 3669309
EXP61053 | M110 | CW-ARRAY | EXP61053A |  | TNL-280 |  |  | 1 | [11 empty] | Sprinkler Nozzle_Reliable_TNL280 | Sprinkler Nozzle_Reliable_TNL280 | 3669342
EXP61053 | M110 | CW-ARRAY | EXP61053A |  | TNL-280 |  |  | 1 | [11 empty] | Sprinkler Nozzle_Reliable_TNL280 | Sprinkler Nozzle_Reliable_TNL280 | 3669344
EXP61053 | M110 | CW-ARRAY | EXP61053A |  | TNL-280 |  |  | 1 | [11 empty] | Sprinkler Nozzle_Reliable_TNL280 | Sprinkler Nozzle_Reliable_TNL280 | 3669347
EXP61053 | M110 | CW-ARRAY | EXP61053B-1 |  | TNL-280 |  |  | 1 | [11 empty] | Sprinkler Nozzle_Reliable_TNL280 | Sprinkler Nozzle_Reliable_TNL280 | 3674502
EXP61053 | M110 | CW-ARRAY | EXP61053B-1 |  | TNL-280 |  |  | 1 | [11 empty] | Sprinkler Nozzle_Reliable_TNL280 | Sprinkler Nozzle_Reliable_TNL280 | 3674504
EXP61053 | M110 | CW-ARRAY | EXP61053B-1 |  | TNL-280 |  |  | 1 | [11 empty] | Sprinkler Nozzle_Reliable_TNL280 | Sprinkler Nozzle_Reliable_TNL280 | 3674507
EXP61053 | M110 | CW-ARRAY | EXP61053B-1 |  | TNL-280 |  |  | 1 | [11 empty] | Sprinkler Nozzle_Reliable_TNL280 | Sprinkler Nozzle_Reliable_TNL280 | 3674541
EXP61053 | M110 | CW-ARRAY | EXP61053B-1 |  | TNL-280 |  |  | 1 | [11 empty] | Sprinkler Nozzle_Reliable_TNL280 | Sprinkler Nozzle_Reliable_TNL280 | 3674544
EXP61053 | M110 | CW-ARRAY | EXP61053B-2 |  | TNL-280 |  |  | 1 | [11 empty] | Sprinkler Nozzle_Reliable_TNL280 | Sprinkler Nozzle_Reliable_TNL280 | 3674581
EXP61053 | M110 | CW-ARRAY | EXP61053B-2 |  | TNL-280 |  |  | 1 | [11 empty] | Sprinkler Nozzle_Reliable_TNL280 | Sprinkler Nozzle_Reliable_TNL280 | 3674583
EXP61053 | M110 | CW-ARRAY | EXP61053B-2 |  | TNL-280 |  |  | 1 | [11 empty] | Sprinkler Nozzle_Reliable_TNL280 | Sprinkler Nozzle_Reliable_TNL280 | 3674586
EXP61053 | M110 | CW-ARRAY | EXP61053B-2 |  | TNL-280 |  |  | 1 | [11 empty] | Sprinkler Nozzle_Reliable_TNL280 | Sprinkler Nozzle_Reliable_TNL280 | 3674617
EXP61053 | M110 | CW-ARRAY | EXP61053B-2 |  | TNL-280 |  |  | 1 | [11 empty] | Sprinkler Nozzle_Reliable_TNL280 | Sprinkler Nozzle_Reliable_TNL280 | 3674619
EXP61053 | M110 | CW-ARRAY | EXP61053B-2 |  | TNL-280 |  |  | 1 | [11 empty] | Sprinkler Nozzle_Reliable_TNL280 | Sprinkler Nozzle_Reliable_TNL280 | 3674622
EXP61053 | M110 | CW-ARRAY | EXP61053C-1 |  | TNL-280 |  |  | 1 | [11 empty] | Sprinkler Nozzle_Reliable_TNL280 | Sprinkler Nozzle_Reliable_TNL280 | 3675555
EXP61053 | M110 | CW-ARRAY | EXP61053C-1 |  | TNL-280 |  |  | 1 | [11 empty] | Sprinkler Nozzle_Reliable_TNL280 | Sprinkler Nozzle_Reliable_TNL280 | 3675557
EXP61053 | M110 | CW-ARRAY | EXP61053C-1 |  | TNL-280 |  |  | 1 | [11 empty] | Sprinkler Nozzle_Reliable_TNL280 | Sprinkler Nozzle_Reliable_TNL280 | 3675560
EXP61053 | M110 | CW-ARRAY | EXP61053C-1 |  | TNL-280 |  |  | 1 | [11 empty] | Sprinkler Nozzle_Reliable_TNL280 | Sprinkler Nozzle_Reliable_TNL280 | 3675592
EXP61053 | M110 | CW-ARRAY | EXP61053C-1 |  | TNL-280 |  |  | 1 | [11 empty] | Sprinkler Nozzle_Reliable_TNL280 | Sprinkler Nozzle_Reliable_TNL280 | 3675594
EXP61053 | M110 | CW-ARRAY | EXP61053C-1 |  | TNL-280 |  |  | 1 | [11 empty] | Sprinkler Nozzle_Reliable_TNL280 | Sprinkler Nozzle_Reliable_TNL280 | 3675597
EXP61053 | M110 | CW-ARRAY | EXP61053C-2 |  | TNL-280 |  |  | 1 | [11 empty] | Sprinkler Nozzle_Reliable_TNL280 | Sprinkler Nozzle_Reliable_TNL280 | 3675634
EXP61053 | M110 | CW-ARRAY | EXP61053C-2 |  | TNL-280 |  |  | 1 | [11 empty] | Sprinkler Nozzle_Reliable_TNL280 | Sprinkler Nozzle_Reliable_TNL280 | 3675636
EXP61053 | M110 | CW-ARRAY | EXP61053C-2 |  | TNL-280 |  |  | 1 | [11 empty] | Sprinkler Nozzle_Reliable_TNL280 | Sprinkler Nozzle_Reliable_TNL280 | 3675639
EXP61053 | M110 | CW-ARRAY | EXP61053C-2 |  | TNL-280 |  |  | 1 | [11 empty] | Sprinkler Nozzle_Reliable_TNL280 | Sprinkler Nozzle_Reliable_TNL280 | 3675670
EXP61053 | M110 | CW-ARRAY | EXP61053C-2 |  | TNL-280 |  |  | 1 | [11 empty] | Sprinkler Nozzle_Reliable_TNL280 | Sprinkler Nozzle_Reliable_TNL280 | 3675672
EXP61053 | M110 | CW-ARRAY | EXP61053C-2 |  | TNL-280 |  |  | 1 | [11 empty] | Sprinkler Nozzle_Reliable_TNL280 | Sprinkler Nozzle_Reliable_TNL280 | 3675675
EXP61053 | M110 | CW-ARRAY | EXP61053D-1 |  | TNL-280 |  |  | 1 | [11 empty] | Sprinkler Nozzle_Reliable_TNL280 | Sprinkler Nozzle_Reliable_TNL280 | 3676012
EXP61053 | M110 | CW-ARRAY | EXP61053D-1 |  | TNL-280 |  |  | 1 | [11 empty] | Sprinkler Nozzle_Reliable_TNL280 | Sprinkler Nozzle_Reliable_TNL280 | 3676014
EXP61053 | M110 | CW-ARRAY | EXP61053D-1 |  | TNL-280 |  |  | 1 | [11 empty] | Sprinkler Nozzle_Reliable_TNL280 | Sprinkler Nozzle_Reliable_TNL280 | 3676017
EXP61053 | M110 | CW-ARRAY | EXP61053D-2 |  | TNL-280 |  |  | 1 | [11 empty] | Sprinkler Nozzle_Reliable_TNL280 | Sprinkler Nozzle_Reliable_TNL280 | 3676091
EXP61053 | M110 | CW-ARRAY | EXP61053D-2 |  | TNL-280 |  |  | 1 | [11 empty] | Sprinkler Nozzle_Reliable_TNL280 | Sprinkler Nozzle_Reliable_TNL280 | 3676093
EXP61053 | M110 | CW-ARRAY | EXP61053D-2 |  | TNL-280 |  |  | 1 | [11 empty] | Sprinkler Nozzle_Reliable_TNL280 | Sprinkler Nozzle_Reliable_TNL280 | 3676096
EXP61053 | M110 | CW-ARRAY | EXP61053B-1 |  | TNL-280 |  |  | 1 | [11 empty] | Sprinkler Nozzle_Reliable_TNL280 | Sprinkler Nozzle_Reliable_TNL280 | 9142323
EXP61053 | M110 | CW-ARRAY | EXP61053D-1 |  | TNL-280 |  |  | 1 | [11 empty] | Sprinkler Nozzle_Reliable_TNL280 | Sprinkler Nozzle_Reliable_TNL280 | 9874252
EXP61053 | M110 | CW-ARRAY | EXP61053D-1 |  | TNL-280 |  |  | 1 | [11 empty] | Sprinkler Nozzle_Reliable_TNL280 | Sprinkler Nozzle_Reliable_TNL280 | 9874253
EXP61053 | M110 | CW-ARRAY | EXP61053D-1 |  | TNL-280 |  |  | 1 | [11 empty] | Sprinkler Nozzle_Reliable_TNL280 | Sprinkler Nozzle_Reliable_TNL280 | 9874255
EXP61053 | M111 | CW-ARRAY | EXP61153A-1 |  | TNL-280 |  |  | 1 | [11 empty] | Sprinkler Nozzle_Reliable_TNL280 | Sprinkler Nozzle_Reliable_TNL280 | 11596079
EXP61053 | M111 | CW-ARRAY | EXP61153A-1 |  | TNL-280 |  |  | 1 | [11 empty] | Sprinkler Nozzle_Reliable_TNL280 | Sprinkler Nozzle_Reliable_TNL280 | 11596081
EXP61053 | M111 | CW-ARRAY | EXP61153A-1 |  | TNL-280 |  |  | 1 | [11 empty] | Sprinkler Nozzle_Reliable_TNL280 | Sprinkler Nozzle_Reliable_TNL280 | 11596084
EXP61053 | M111 | CW-ARRAY | EXP61153A-1 |  | TNL-280 |  |  | 1 | [11 empty] | Sprinkler Nozzle_Reliable_TNL280 | Sprinkler Nozzle_Reliable_TNL280 | 11596110
EXP61053 | M111 | CW-ARRAY | EXP61153A-1 |  | TNL-280 |  |  | 1 | [11 empty] | Sprinkler Nozzle_Reliable_TNL280 | Sprinkler Nozzle_Reliable_TNL280 | 11596111
EXP61053 | M111 | CW-ARRAY | EXP61153A-1 |  | TNL-280 |  |  | 1 | [11 empty] | Sprinkler Nozzle_Reliable_TNL280 | Sprinkler Nozzle_Reliable_TNL280 | 11596113
EXP61053 | M111 | CW-ARRAY | EXP61153A-2 |  | TNL-280 |  |  | 1 | [11 empty] | Sprinkler Nozzle_Reliable_TNL280 | Sprinkler Nozzle_Reliable_TNL280 | 11596143
EXP61053 | M111 | CW-ARRAY | EXP61153A-2 |  | TNL-280 |  |  | 1 | [11 empty] | Sprinkler Nozzle_Reliable_TNL280 | Sprinkler Nozzle_Reliable_TNL280 | 11596145
EXP61053 | M111 | CW-ARRAY | EXP61153A-2 |  | TNL-280 |  |  | 1 | [11 empty] | Sprinkler Nozzle_Reliable_TNL280 | Sprinkler Nozzle_Reliable_TNL280 | 11596148
EXP61053 | M111 | CW-ARRAY | EXP61153A-2 |  | TNL-280 |  |  | 1 | [11 empty] | Sprinkler Nozzle_Reliable_TNL280 | Sprinkler Nozzle_Reliable_TNL280 | 11596174
EXP61053 | M111 | CW-ARRAY | EXP61153A-2 |  | TNL-280 |  |  | 1 | [11 empty] | Sprinkler Nozzle_Reliable_TNL280 | Sprinkler Nozzle_Reliable_TNL280 | 11596175
EXP61053 | M111 | CW-ARRAY | EXP61153A-2 |  | TNL-280 |  |  | 1 | [11 empty] | Sprinkler Nozzle_Reliable_TNL280 | Sprinkler Nozzle_Reliable_TNL280 | 11596177
EXP61053 | M111 | CW-ARRAY | EXP61153B-2 |  | TNL-280 |  |  | 1 | [11 empty] | Sprinkler Nozzle_Reliable_TNL280 | Sprinkler Nozzle_Reliable_TNL280 | 11596385
EXP61053 | M111 | CW-ARRAY | EXP61153B-2 |  | TNL-280 |  |  | 1 | [11 empty] | Sprinkler Nozzle_Reliable_TNL280 | Sprinkler Nozzle_Reliable_TNL280 | 11596387
EXP61053 | M111 | CW-ARRAY | EXP61153B-2 |  | TNL-280 |  |  | 1 | [11 empty] | Sprinkler Nozzle_Reliable_TNL280 | Sprinkler Nozzle_Reliable_TNL280 | 11596390
EXP61053 | M111 | CW-ARRAY | EXP61153B-2 |  | TNL-280 |  |  | 1 | [11 empty] | Sprinkler Nozzle_Reliable_TNL280 | Sprinkler Nozzle_Reliable_TNL280 | 11596416
EXP61053 | M111 | CW-ARRAY | EXP61153B-2 |  | TNL-280 |  |  | 1 | [11 empty] | Sprinkler Nozzle_Reliable_TNL280 | Sprinkler Nozzle_Reliable_TNL280 | 11596417
EXP61053 | M111 | CW-ARRAY | EXP61153B-2 |  | TNL-280 |  |  | 1 | [11 empty] | Sprinkler Nozzle_Reliable_TNL280 | Sprinkler Nozzle_Reliable_TNL280 | 11596419
EXP61053 | M111 | CW-ARRAY | EXP61153C-1 |  | TNL-280 |  |  | 1 | [11 empty] | Sprinkler Nozzle_Reliable_TNL280 | Sprinkler Nozzle_Reliable_TNL280 | 11596563
EXP61053 | M111 | CW-ARRAY | EXP61153C-1 |  | TNL-280 |  |  | 1 | [11 empty] | Sprinkler Nozzle_Reliable_TNL280 | Sprinkler Nozzle_Reliable_TNL280 | 11596565
EXP61053 | M111 | CW-ARRAY | EXP61153C-1 |  | TNL-280 |  |  | 1 | [11 empty] | Sprinkler Nozzle_Reliable_TNL280 | Sprinkler Nozzle_Reliable_TNL280 | 11596568
EXP61053 | M111 | CW-ARRAY | EXP61153C-1 |  | TNL-280 |  |  | 1 | [11 empty] | Sprinkler Nozzle_Reliable_TNL280 | Sprinkler Nozzle_Reliable_TNL280 | 11596594
EXP61053 | M111 | CW-ARRAY | EXP61153C-1 |  | TNL-280 |  |  | 1 | [11 empty] | Sprinkler Nozzle_Reliable_TNL280 | Sprinkler Nozzle_Reliable_TNL280 | 11596595
EXP61053 | M111 | CW-ARRAY | EXP61153C-1 |  | TNL-280 |  |  | 1 | [11 empty] | Sprinkler Nozzle_Reliable_TNL280 | Sprinkler Nozzle_Reliable_TNL280 | 11596597
EXP61053 | M111 | CW-ARRAY | EXP61153C-2 |  | TNL-280 |  |  | 1 | [11 empty] | Sprinkler Nozzle_Reliable_TNL280 | Sprinkler Nozzle_Reliable_TNL280 | 11596627
EXP61053 | M111 | CW-ARRAY | EXP61153C-2 |  | TNL-280 |  |  | 1 | [11 empty] | Sprinkler Nozzle_Reliable_TNL280 | Sprinkler Nozzle_Reliable_TNL280 | 11596630
EXP61053 | M111 | CW-ARRAY | EXP61153C-2 |  | TNL-280 |  |  | 1 | [11 empty] | Sprinkler Nozzle_Reliable_TNL280 | Sprinkler Nozzle_Reliable_TNL280 | 11596656
EXP61053 | M111 | CW-ARRAY | EXP61153C-2 |  | TNL-280 |  |  | 1 | [11 empty] | Sprinkler Nozzle_Reliable_TNL280 | Sprinkler Nozzle_Reliable_TNL280 | 11596657
EXP61053 | M111 | CW-ARRAY | EXP61153C-2 |  | TNL-280 |  |  | 1 | [11 empty] | Sprinkler Nozzle_Reliable_TNL280 | Sprinkler Nozzle_Reliable_TNL280 | 11596659
EXP61053 | M111 | CW-ARRAY | EXP61153D-2 |  | TNL-280 |  |  | 1 | [11 empty] | Sprinkler Nozzle_Reliable_TNL280 | Sprinkler Nozzle_Reliable_TNL280 | 11596816
EXP61053 | M111 | CW-ARRAY | EXP61153D-2 |  | TNL-280 |  |  | 1 | [11 empty] | Sprinkler Nozzle_Reliable_TNL280 | Sprinkler Nozzle_Reliable_TNL280 | 11596818
EXP61053 | M111 | CW-ARRAY | EXP61153D-2 |  | TNL-280 |  |  | 1 | [11 empty] | Sprinkler Nozzle_Reliable_TNL280 | Sprinkler Nozzle_Reliable_TNL280 | 11596821
EXP61053 | M111 | CW-ARRAY | EXP61153D-2 |  | TNL-280 |  |  | 1 | [11 empty] | Sprinkler Nozzle_Reliable_TNL280 | Sprinkler Nozzle_Reliable_TNL280 | 11596847
EXP61053 | M111 | CW-ARRAY | EXP61153D-2 |  | TNL-280 |  |  | 1 | [11 empty] | Sprinkler Nozzle_Reliable_TNL280 | Sprinkler Nozzle_Reliable_TNL280 | 11596848
EXP61053 | M111 | CW-ARRAY | EXP61153D-1 |  | TNL-280 |  |  | 1 | [11 empty] | Sprinkler Nozzle_Reliable_TNL280 | Sprinkler Nozzle_Reliable_TNL280 | 11597374
EXP61053 | M111 | CW-ARRAY | EXP61153D-1 |  | TNL-280 |  |  | 1 | [11 empty] | Sprinkler Nozzle_Reliable_TNL280 | Sprinkler Nozzle_Reliable_TNL280 | 11597424
EXP61053 | M111 | CW-ARRAY | EXP61153D-1 |  | TNL-280 |  |  | 1 | [11 empty] | Sprinkler Nozzle_Reliable_TNL280 | Sprinkler Nozzle_Reliable_TNL280 | 11597429
EXP61053 | M111 | CW-ARRAY | EXP61153D-1 |  | TNL-280 |  |  | 1 | [11 empty] | Sprinkler Nozzle_Reliable_TNL280 | Sprinkler Nozzle_Reliable_TNL280 | 11597434
EXP61053 | M111 | CW-ARRAY | EXP61153D-1 |  | TNL-280 |  |  | 1 | [11 empty] | Sprinkler Nozzle_Reliable_TNL280 | Sprinkler Nozzle_Reliable_TNL280 | 11597473
EXP61053 | M111 | CW-ARRAY | EXP61153D-1 |  | TNL-280 |  |  | 1 | [11 empty] | Sprinkler Nozzle_Reliable_TNL280 | Sprinkler Nozzle_Reliable_TNL280 | 11597478
EXP61053 | M111 | CW-ARRAY | EXP61153B-1 |  | TNL-280 |  |  | 1 | [11 empty] | Sprinkler Nozzle_Reliable_TNL280 | Sprinkler Nozzle_Reliable_TNL280 | 11670690
EXP61053 | M111 | CW-ARRAY | EXP61153B-1 |  | TNL-280 |  |  | 1 | [11 empty] | Sprinkler Nozzle_Reliable_TNL280 | Sprinkler Nozzle_Reliable_TNL280 | 11670692
EXP61053 | M111 | CW-ARRAY | EXP61153B-1 |  | TNL-280 |  |  | 1 | [11 empty] | Sprinkler Nozzle_Reliable_TNL280 | Sprinkler Nozzle_Reliable_TNL280 | 11670695
EXP61053 | M111 | CW-ARRAY | EXP61153B-1 |  | TNL-280 |  |  | 1 | [11 empty] | Sprinkler Nozzle_Reliable_TNL280 | Sprinkler Nozzle_Reliable_TNL280 | 11670721
EXP61053 | M111 | CW-ARRAY | EXP61153B-1 |  | TNL-280 |  |  | 1 | [11 empty] | Sprinkler Nozzle_Reliable_TNL280 | Sprinkler Nozzle_Reliable_TNL280 | 11670722
EXP61053 | M111 | CW-ARRAY | EXP61153B-1 |  | TNL-280 |  |  | 1 | [11 empty] | Sprinkler Nozzle_Reliable_TNL280 | Sprinkler Nozzle_Reliable_TNL280 | 11670724
EXP61053 | M111 | CW-ARRAY | EXP61153C-2 |  | TNL-280 |  |  | 1 | [11 empty] | Sprinkler Nozzle_Reliable_TNL280 | Sprinkler Nozzle_Reliable_TNL280 | 12394841
EXP61053 | M111 | CW-ARRAY | EXP61153D-2 |  | TNL-280 |  |  | 1 | [11 empty] | Sprinkler Nozzle_Reliable_TNL280 | Sprinkler Nozzle_Reliable_TNL280 | 12394909
EXP61053 | M110 | CW-ARRAY | EXP61053D-2 |  | TNL-280 |  |  | 1 | [11 empty] | Sprinkler Nozzle_Reliable_TNL280 | Sprinkler Nozzle_Reliable_TNL280 | 12395110
EXP61053 | M110 | CW-ARRAY | EXP61053D-2 |  | TNL-280 |  |  | 1 | [11 empty] | Sprinkler Nozzle_Reliable_TNL280 | Sprinkler Nozzle_Reliable_TNL280 | 12395130
EXP61053 | M110 | CW-ARRAY | EXP61053D-2 |  | TNL-280 |  |  | 1 | [11 empty] | Sprinkler Nozzle_Reliable_TNL280 | Sprinkler Nozzle_Reliable_TNL280 | 12395146
Total | [21 empty] | 763227752