## Pipe Schedule
EE_Cross Passage | EE_Location and Lanes | EE_System Type | EE_Array Number | EE_Stock Code | EE_Item Description | Size | Outside Diameter | Qty | Length | EE_FAB Pipe | EE_PIPE END-1 | EE_PIPE END-2 | EE_Run Dim 1 | EE_Pap 1 | EE_Run Dim 2 | EE_Pap 2 | EE_Run Dim 3 | EE_Pap 3 | EE_Pipe Treatment | Family | Type | ID | Validation_Check
EXP61053 | M110-M111 | CP-INTERNAL | EXP61053 |  | 150-330 | 150 | 165.1 | 1 | 329.9 | Groove_Thread | RG | RG | [6 empty] | GAL |  | EE_Deluge_AS 1074_Gal | 2921402 | PASS
EXP61053 | M110-M111 | CP-INTERNAL | EXP61053 |  | 150-2250 | 150 | 165.1 | 1 | 2251 | Groove_Thread | RG | RG | [6 empty] | GAL |  | EE_Deluge_AS 1074_Gal | 2921420 | PASS
EXP61053 | M110-M111 | CP-INTERNAL | EXP61053 |  | 150-1560 | 150 | 165.1 | 1 | 1561.6 | Groove_Thread | RG | RG | [6 empty] | GAL |  | EE_Deluge_AS 1074_Gal | 2921558 | PASS
EXP61053 | M110-M111 | CP-INTERNAL | EXP61053 |  | 150-2280 | 150 | 165.1 | 1 | 2281.7 | Groove_Thread | RG | RG | [6 empty] | GAL |  | EE_Deluge_AS 1074_Gal | 2921568 | PASS
EXP61053 | M110-M111 | CP-INTERNAL | EXP61053 |  | 150-2280 | 150 | 165.1 | 1 | 2281.7 | Groove_Thread | RG | RG | [6 empty] | GAL |  | EE_Deluge_AS 1074_Gal | 2921574 | PASS
EXP61053 | M110-M111 | CP-INTERNAL | EXP61053 |  | 150-2250 | 150 | 165.1 | 1 | 2251 | Groove_Thread | RG | RG | [6 empty] | GAL |  | EE_Deluge_AS 1074_Gal | 2921578 | PASS
EXP61053 | M110-M111 | CP-INTERNAL | EXP61053 |  | 150-2250 | 150 | 165.1 | 1 | 2251 | Groove_Thread | RG | RG | [6 empty] | GAL |  | EE_Deluge_AS 1074_Gal | 2921819 | PASS
EXP61053 | M110-M111 | CP-INTERNAL | EXP61053 |  | 150-2250 | 150 | 165.1 | 1 | 2251 | Groove_Thread | RG | RG | [6 empty] | GAL |  | EE_Deluge_AS 1074_Gal | 2921833 | PASS
EXP61053 | M110-M111 | CP-INTERNAL | EXP61053 |  | 150-2280 | 150 | 165.1 | 1 | 2281.6 | Groove_Thread | RG | RG | [6 empty] | GAL |  | EE_Deluge_AS 1074_Gal | 2921896 | PASS
EXP61053 | M110-M111 | CP-INTERNAL | EXP61053 |  | 150-2280 | 150 | 165.1 | 1 | 2281.6 | Groove_Thread | RG | RG | [6 empty] | GAL |  | EE_Deluge_AS 1074_Gal | 2921902 | PASS
EXP61053 | M110-M111 | CP-INTERNAL | EXP61053 |  | 150-275 | 150 | 165.1 | 1 | 276.5 | Groove_Thread | RG | RG | [6 empty] | GAL |  | EE_Deluge_AS 1074_Gal | 2924456 | PASS
EXP61053 | M110-M111 | CP-INTERNAL | EXP61053 |  | 150-300 | 150 | 168.3 | 1 | 300 | Groove_Thread | RG | RG | [6 empty] | GAL |  | EE_Deluge_Sched 40_Gal | 2926285 | PASS
EXP61053 | M110-M111 | CP-INTERNAL | EXP61053 |  | 150-300 | 150 | 168.3 | 1 | 300 | Groove_Thread | RG | RG | [6 empty] | GAL |  | EE_Deluge_Sched 40_Gal | 2926374 | PASS
EXP61053 | M110-M111 | CP-INTERNAL | EXP61053 |  | 150-300 | 150 | 168.3 | 1 | 300 | Groove_Thread | RG | RG | [6 empty] | GAL |  | EE_Deluge_Sched 40_Gal | 2926388 | PASS
EXP61053 | M110-M111 | CP-INTERNAL | EXP61053 |  | 150-300 | 150 | 168.3 | 1 | 300 | Groove_Thread | RG | RG | [6 empty] | GAL |  | EE_Deluge_Sched 40_Gal | 2926471 | PASS
EXP61053 | M110-M111 | CP-INTERNAL | EXP61053 |  | 150-300 | 150 | 168.3 | 1 | 300 | Groove_Thread | RG | RG | [6 empty] | GAL |  | EE_Deluge_Sched 40_Gal | 2926481 | PASS
EXP61053 | M110-M111 | CP-INTERNAL | EXP61053 |  | 150-300 | 150 | 168.3 | 1 | 300 | Groove_Thread | RG | RG | [6 empty] | GAL |  | EE_Deluge_Sched 40_Gal | 2926493 | PASS
EXP61053 | M110-M111 | CP-INTERNAL | EXP61053 |  | 150-300 | 150 | 168.3 | 1 | 300 | Groove_Thread | RG | RG | [6 empty] | GAL |  | EE_Deluge_Sched 40_Gal | 2926563 | PASS
EXP61053 | M110-M111 | CP-INTERNAL | EXP61053 |  | 150-300 | 150 | 168.3 | 1 | 300 | Groove_Thread | RG | RG | [6 empty] | GAL |  | EE_Deluge_Sched 40_Gal | 2926624 | PASS
EXP61053 | M110 | CW-ARRAY | EXP61053A |  | 65-5295 | 65 | 76.1 | 1 | 5295.2 | STD 2 PAP RANGE | RG | BE | 150 | 40B | 5250 | 40B |  |  | BLACK |  | EE_Deluge_AS 1074_Black | 3669298 | FAIL: Mapping: End-1/End-2 = 'BE' cần FAB Pipe 'Fabrication', nhận 'STD 2 PAP RANGE'
EXP61053 | M110 | CW-ARRAY | EXP61053A |  | 40-375 | 40 | 48.3 | 1 | 377 | Groove_Thread | TH | TH | [6 empty] | BLACK |  | EE_Deluge_AS 1074_Black | 3669305 | PASS
EXP61053 | M110 | CW-ARRAY | EXP61053A |  | 40-525 | 40 | 48.3 | 1 | 525.1 | Groove_Thread | TH | TH | [6 empty] | BLACK |  | EE_Deluge_AS 1074_Black | 3669307 | PASS
EXP61053 | M110 | CW-ARRAY | EXP61053A |  | 40-375 | 40 | 48.3 | 1 | 375 | Groove_Thread | TH | TH | [6 empty] | BLACK |  | EE_Deluge_AS 1074_Black | 3669310 | PASS
EXP61053 | M110 | CW-ARRAY | EXP61053A |  | 65-4730 | 65 | 76.1 | 1 | 4729.8 | STD 1 PAP RANGE | RG | BE | 4685 | 40B |  |  |  |  | BLACK |  | EE_Deluge_AS 1074_Black | 3669313 | FAIL: Mapping: End-1/End-2 = 'BE' cần FAB Pipe 'Fabrication', nhận 'STD 1 PAP RANGE'
EXP61053 | M110 | CW-ARRAY | EXP61053A |  | 65-5295 | 65 | 76.1 | 1 | 5295 | STD 2 PAP RANGE | RG | BE | 150 | 40B | 5250 | 40B |  |  | BLACK |  | EE_Deluge_AS 1074_Black | 3669333 | FAIL: Mapping: End-1/End-2 = 'BE' cần FAB Pipe 'Fabrication', nhận 'STD 2 PAP RANGE'
EXP61053 | M110 | CW-ARRAY | EXP61053A |  | 150-900 | 150 | 165.1 | 1 | 900 | STD ARRAY TEE | RG | RG | 150 | 65LR |  |  |  |  | BLACK |  | EE_Deluge_AS 1074_Black | 3669335 | FAIL: Mapping: End-1 & End-2 thuộc ['RG','TH'] cần FAB Pipe 'Groove_Thread', nhận 'STD ARRAY TEE'
EXP61053 | M110 | CW-ARRAY | EXP61053A |  | 65-4730 | 65 | 76.1 | 1 | 4730 | STD 1 PAP RANGE | RG | BE | 4685 | 40B |  |  |  |  | BLACK |  | EE_Deluge_AS 1074_Black | 3669351 | FAIL: Mapping: End-1/End-2 = 'BE' cần FAB Pipe 'Fabrication', nhận 'STD 1 PAP RANGE'
EXP61053 | M110 | CW-ARRAY | EXP61053A |  | 150-3620 | 150 | 165.1 | 1 | 3620.2 | Groove_Thread | RG | RG | [6 empty] | BLACK |  | EE_Deluge_AS 1074_Black | 3669435 | PASS
EXP61053 | M110 | CW-ARRAY | EXP61053B-1 |  | 65-5295 | 65 | 76.1 | 1 | 5295 | STD 2 PAP RANGE | RG | BE | 150 | 40B | 5250 | 40B |  |  | BLACK |  | EE_Deluge_AS 1074_Black | 3674496 | FAIL: Mapping: End-1/End-2 = 'BE' cần FAB Pipe 'Fabrication', nhận 'STD 2 PAP RANGE'
EXP61053 | M110 | CW-ARRAY | EXP61053B-1 |  | 40-375 | 40 | 48.3 | 1 | 377 | Groove_Thread | TH | TH | [6 empty] | BLACK |  | EE_Deluge_AS 1074_Black | 3674503 | PASS
EXP61053 | M110 | CW-ARRAY | EXP61053B-1 |  | 40-375 | 40 | 48.3 | 1 | 375 | Groove_Thread | TH | TH | [6 empty] | BLACK |  | EE_Deluge_AS 1074_Black | 3674505 | PASS
EXP61053 | M110 | CW-ARRAY | EXP61053B-1 |  | 40-375 | 40 | 48.3 | 1 | 375 | Groove_Thread | TH | TH | [6 empty] | BLACK |  | EE_Deluge_AS 1074_Black | 3674508 | PASS
EXP61053 | M110 | CW-ARRAY | EXP61053B-1 |  | 65-4730 | 65 | 76.1 | 1 | 4730 | STD 1 PAP RANGE | RG | BE | 4685 | 40B |  |  |  |  | BLACK |  | EE_Deluge_AS 1074_Black | 3674511 | FAIL: Mapping: End-1/End-2 = 'BE' cần FAB Pipe 'Fabrication', nhận 'STD 1 PAP RANGE'
EXP61053 | M110 | CW-ARRAY | EXP61053B-1 |  | 65-5295 | 65 | 76.1 | 1 | 5295 | STD 2 PAP RANGE | RG | BE | 150 | 40B | 5250 | 40B |  |  | BLACK |  | EE_Deluge_AS 1074_Black | 3674531 | FAIL: Mapping: End-1/End-2 = 'BE' cần FAB Pipe 'Fabrication', nhận 'STD 2 PAP RANGE'
EXP61053 | M110 | CW-ARRAY | EXP61053B-1 |  | 150-900 | 150 | 165.1 | 1 | 900 | STD ARRAY TEE | RG | RG | 150 | 65LR |  |  |  |  | BLACK |  | EE_Deluge_AS 1074_Black | 3674533 | FAIL: Mapping: End-1 & End-2 thuộc ['RG','TH'] cần FAB Pipe 'Groove_Thread', nhận 'STD ARRAY TEE'
EXP61053 | M110 | CW-ARRAY | EXP61053B-1 |  | 65-4730 | 65 | 76.1 | 1 | 4730 | STD 1 PAP RANGE | RG | BE | 4685 | 40B |  |  |  |  | BLACK |  | EE_Deluge_AS 1074_Black | 3674548 | FAIL: Mapping: End-1/End-2 = 'BE' cần FAB Pipe 'Fabrication', nhận 'STD 1 PAP RANGE'
EXP61053 | M110 | CW-ARRAY | EXP61053B-1 |  | 150-3590 | 150 | 165.1 | 1 | 3591.4 | Groove_Thread | RG | RG | [6 empty] | BLACK |  | EE_Deluge_AS 1074_Black | 3674557 | PASS
EXP61053 | M110 | CW-ARRAY | EXP61053B-2 |  | 65-5295 | 65 | 76.1 | 1 | 5295 | STD 2 PAP RANGE | RG | BE | 150 | 40B | 5250 | 40B |  |  | BLACK |  | EE_Deluge_AS 1074_Black | 3674574 | FAIL: Mapping: End-1/End-2 = 'BE' cần FAB Pipe 'Fabrication', nhận 'STD 2 PAP RANGE'
EXP61053 | M110 | CW-ARRAY | EXP61053B-2 |  | 150-325 | 150 | 165.1 | 1 | 324.5 | Groove_Thread | RG | RG | [6 empty] | BLACK |  | EE_Deluge_AS 1074_Black | 3674576 | PASS
EXP61053 | M110 | CW-ARRAY | EXP61053B-2 |  | 40-375 | 40 | 48.3 | 1 | 377 | Groove_Thread | TH | TH | [6 empty] | BLACK |  | EE_Deluge_AS 1074_Black | 3674582 | PASS
EXP61053 | M110 | CW-ARRAY | EXP61053B-2 |  | 40-375 | 40 | 48.3 | 1 | 375 | Groove_Thread | TH | TH | [6 empty] | BLACK |  | EE_Deluge_AS 1074_Black | 3674584 | PASS
EXP61053 | M110 | CW-ARRAY | EXP61053B-2 |  | 40-375 | 40 | 48.3 | 1 | 375 | Groove_Thread | TH | TH | [6 empty] | BLACK |  | EE_Deluge_AS 1074_Black | 3674587 | PASS
EXP61053 | M110 | CW-ARRAY | EXP61053B-2 |  | 65-4730 | 65 | 76.1 | 1 | 4730 | STD 1 PAP RANGE | RG | BE | 4685 | 40B |  |  |  |  | BLACK |  | EE_Deluge_AS 1074_Black | 3674590 | FAIL: Mapping: End-1/End-2 = 'BE' cần FAB Pipe 'Fabrication', nhận 'STD 1 PAP RANGE'
EXP61053 | M110 | CW-ARRAY | EXP61053B-2 |  | 65-5295 | 65 | 76.1 | 1 | 5295 | STD 2 PAP RANGE | RG | BE | 150 | 40B | 5250 | 40B |  |  | BLACK |  | EE_Deluge_AS 1074_Black | 3674609 | FAIL: Mapping: End-1/End-2 = 'BE' cần FAB Pipe 'Fabrication', nhận 'STD 2 PAP RANGE'
EXP61053 | M110 | CW-ARRAY | EXP61053B-2 |  | 150-900 | 150 | 165.1 | 1 | 900 | STD ARRAY TEE | RG | RG | 150 | 65LR |  |  |  |  | BLACK |  | EE_Deluge_AS 1074_Black | 3674611 | FAIL: Mapping: End-1 & End-2 thuộc ['RG','TH'] cần FAB Pipe 'Groove_Thread', nhận 'STD ARRAY TEE'
EXP61053 | M110 | CW-ARRAY | EXP61053B-2 |  | 65-4730 | 65 | 76.1 | 1 | 4730 | STD 1 PAP RANGE | RG | BE | 4685 | 40B |  |  |  |  | BLACK |  | EE_Deluge_AS 1074_Black | 3674626 | FAIL: Mapping: End-1/End-2 = 'BE' cần FAB Pipe 'Fabrication', nhận 'STD 1 PAP RANGE'
EXP61053 | M110 | CW-DISTRIBUTION | EXP61053B |  | 150-4000 | 150 | 165.1 | 1 | 4000 | Groove_Thread | RG | RG | [6 empty] | BLACK |  | EE_Deluge_AS 1074_Black_Coupling 177N | 3674643 | PASS
EXP61053 | M110 | CW-DISTRIBUTION | EXP61053B |  | 150-4000 | 150 | 165.1 | 1 | 4000 | Groove_Thread | RG | RG | [6 empty] | BLACK |  | EE_Deluge_AS 1074_Black_Coupling 177N | 3674645 | PASS
EXP61053 | M110 | CW-DISTRIBUTION | EXP61053B |  | 150-2990 | 150 | 165.1 | 1 | 2987.9 | Groove_Thread | RG | RG | [6 empty] | BLACK |  | EE_Deluge_AS 1074_Black_Coupling 177N | 3674647 | PASS
EXP61053 | M110 | CW-ARRAY | EXP61053C-1 |  | 65-5295 | 65 | 76.1 | 1 | 5295 | STD 2 PAP RANGE | RG | BE | 150 | 40B | 5250 | 40B |  |  | BLACK |  | EE_Deluge_AS 1074_Black | 3675549 | FAIL: Mapping: End-1/End-2 = 'BE' cần FAB Pipe 'Fabrication', nhận 'STD 2 PAP RANGE'
EXP61053 | M110 | CW-ARRAY | EXP61053C-1 |  | 40-375 | 40 | 48.3 | 1 | 377 | Groove_Thread | TH | TH | [6 empty] | BLACK |  | EE_Deluge_AS 1074_Black | 3675556 | PASS
EXP61053 | M110 | CW-ARRAY | EXP61053C-1 |  | 40-375 | 40 | 48.3 | 1 | 375 | Groove_Thread | TH | TH | [6 empty] | BLACK |  | EE_Deluge_AS 1074_Black | 3675558 | PASS
EXP61053 | M110 | CW-ARRAY | EXP61053C-1 |  | 40-300 | 40 | 48.3 | 1 | 300 | Groove_Thread | TH | TH | [6 empty] | BLACK |  | EE_Deluge_AS 1074_Black | 3675561 | PASS
EXP61053 | M110 | CW-ARRAY | EXP61053C-1 |  | 65-4730 | 65 | 76.1 | 1 | 4730 | STD 1 PAP RANGE | RG | BE | 4685 | 40B |  |  |  |  | BLACK |  | EE_Deluge_AS 1074_Black | 3675564 | FAIL: Mapping: End-1/End-2 = 'BE' cần FAB Pipe 'Fabrication', nhận 'STD 1 PAP RANGE'
EXP61053 | M110 | CW-ARRAY | EXP61053C-1 |  | 65-5295 | 65 | 76.1 | 1 | 5295 | STD 2 PAP RANGE | RG | BE | 150 | 40B | 5250 | 40B |  |  | BLACK |  | EE_Deluge_AS 1074_Black | 3675584 | FAIL: Mapping: End-1/End-2 = 'BE' cần FAB Pipe 'Fabrication', nhận 'STD 2 PAP RANGE'
EXP61053 | M110 | CW-ARRAY | EXP61053C-1 |  | 150-900 | 150 | 165.1 | 1 | 900 | STD ARRAY TEE | RG | RG | 150 | 65LR |  |  |  |  | BLACK |  | EE_Deluge_AS 1074_Black | 3675586 | FAIL: Mapping: End-1 & End-2 thuộc ['RG','TH'] cần FAB Pipe 'Groove_Thread', nhận 'STD ARRAY TEE'
EXP61053 | M110 | CW-ARRAY | EXP61053C-1 |  | 65-4730 | 65 | 76.1 | 1 | 4730 | STD 1 PAP RANGE | RG | BE | 4685 | 40B |  |  |  |  | BLACK |  | EE_Deluge_AS 1074_Black | 3675601 | FAIL: Mapping: End-1/End-2 = 'BE' cần FAB Pipe 'Fabrication', nhận 'STD 1 PAP RANGE'
EXP61053 | M110 | CW-ARRAY | EXP61053C-1 |  | 150-3590 | 150 | 165.1 | 1 | 3591.4 | Groove_Thread | RG | RG | [6 empty] | BLACK |  | EE_Deluge_AS 1074_Black | 3675610 | PASS
EXP61053 | M110 | CW-ARRAY | EXP61053C-2 |  | 65-5295 | 65 | 76.1 | 1 | 5295 | STD 2 PAP RANGE | RG | BE | 150 | 40B | 5250 | 40B |  |  | BLACK |  | EE_Deluge_AS 1074_Black | 3675627 | FAIL: Mapping: End-1/End-2 = 'BE' cần FAB Pipe 'Fabrication', nhận 'STD 2 PAP RANGE'
EXP61053 | M110 | CW-ARRAY | EXP61053C-2 |  | 150-625 | 150 | 165.1 | 1 | 624.5 | Groove_Thread | RG | RG | [6 empty] | BLACK |  | EE_Deluge_AS 1074_Black | 3675629 | PASS
EXP61053 | M110 | CW-ARRAY | EXP61053C-2 |  | 40-375 | 40 | 48.3 | 1 | 377 | Groove_Thread | TH | TH | [6 empty] | BLACK |  | EE_Deluge_AS 1074_Black | 3675635 | PASS
EXP61053 | M110 | CW-ARRAY | EXP61053C-2 |  | 40-375 | 40 | 48.3 | 1 | 375 | Groove_Thread | TH | TH | [6 empty] | BLACK |  | EE_Deluge_AS 1074_Black | 3675637 | PASS
EXP61053 | M110 | CW-ARRAY | EXP61053C-2 |  | 40-375 | 40 | 48.3 | 1 | 375 | Groove_Thread | TH | TH | [6 empty] | BLACK |  | EE_Deluge_AS 1074_Black | 3675640 | PASS
EXP61053 | M110 | CW-ARRAY | EXP61053C-2 |  | 65-4730 | 65 | 76.1 | 1 | 4730 | STD 1 PAP RANGE | RG | BE | 4685 | 40B |  |  |  |  | BLACK |  | EE_Deluge_AS 1074_Black | 3675643 | FAIL: Mapping: End-1/End-2 = 'BE' cần FAB Pipe 'Fabrication', nhận 'STD 1 PAP RANGE'
EXP61053 | M110 | CW-ARRAY | EXP61053C-2 |  | 65-5295 | 65 | 76.1 | 1 | 5295 | STD 2 PAP RANGE | RG | BE | 150 | 40B | 5250 | 40B |  |  | BLACK |  | EE_Deluge_AS 1074_Black | 3675662 | FAIL: Mapping: End-1/End-2 = 'BE' cần FAB Pipe 'Fabrication', nhận 'STD 2 PAP RANGE'
EXP61053 | M110 | CW-ARRAY | EXP61053C-2 |  | 150-900 | 150 | 165.1 | 1 | 900 | STD ARRAY TEE | RG | RG | 150 | 65LR |  |  |  |  | BLACK |  | EE_Deluge_AS 1074_Black | 3675664 | FAIL: Mapping: End-1 & End-2 thuộc ['RG','TH'] cần FAB Pipe 'Groove_Thread', nhận 'STD ARRAY TEE'
EXP61053 | M110 | CW-ARRAY | EXP61053C-2 |  | 65-4730 | 65 | 76.1 | 1 | 4730 | STD 1 PAP RANGE | RG | BE | 4685 | 40B |  |  |  |  | BLACK |  | EE_Deluge_AS 1074_Black | 3675679 | FAIL: Mapping: End-1/End-2 = 'BE' cần FAB Pipe 'Fabrication', nhận 'STD 1 PAP RANGE'
EXP61053 | M110 | CW-DISTRIBUTION | EXP61053C |  | 150-4000 | 150 | 165.1 | 1 | 4000 | Groove_Thread | RG | RG | [6 empty] | BLACK |  | EE_Deluge_AS 1074_Black_Coupling 177N | 3675696 | PASS
EXP61053 | M110 | CW-DISTRIBUTION | EXP61053C |  | 150-4000 | 150 | 165.1 | 1 | 4000 | Groove_Thread | RG | RG | [6 empty] | BLACK |  | EE_Deluge_AS 1074_Black_Coupling 177N | 3675698 | PASS
EXP61053 | M110 | CW-DISTRIBUTION | EXP61053C |  | 150-2995 | 150 | 165.1 | 1 | 2996 | Groove_Thread | RG | RG | [6 empty] | BLACK |  | EE_Deluge_AS 1074_Black_Coupling 177N | 3675700 | PASS
EXP61053 | M110 | CW-ARRAY | EXP61053D-1 |  | 40-375 | 40 | 48.3 | 1 | 377 | Groove_Thread | TH | TH | [6 empty] | BLACK |  | EE_Deluge_AS 1074_Black | 3676013 | PASS
EXP61053 | M110 | CW-ARRAY | EXP61053D-1 |  | 40-375 | 40 | 48.3 | 1 | 375 | Groove_Thread | TH | TH | [6 empty] | BLACK |  | EE_Deluge_AS 1074_Black | 3676015 | PASS
EXP61053 | M110 | CW-ARRAY | EXP61053D-1 |  | 40-375 | 40 | 48.3 | 1 | 375 | Groove_Thread | TH | TH | [6 empty] | BLACK |  | EE_Deluge_AS 1074_Black | 3676018 | PASS
EXP61053 | M110 | CW-ARRAY | EXP61053D-1 |  | 150-900 | 150 | 165.1 | 1 | 900 | STD ARRAY TEE | RG | RG | 150 | 65LR |  |  |  |  | BLACK |  | EE_Deluge_AS 1074_Black | 3676043 | FAIL: Mapping: End-1 & End-2 thuộc ['RG','TH'] cần FAB Pipe 'Groove_Thread', nhận 'STD ARRAY TEE'
EXP61053 | M110 | CW-ARRAY | EXP61053D-1 |  | 150-3590 | 150 | 165.1 | 1 | 3591.4 | Groove_Thread | RG | RG | [6 empty] | BLACK |  | EE_Deluge_AS 1074_Black | 3676067 | PASS
EXP61053 | M110 | CW-ARRAY | EXP61053D-2 |  | 65-5295 | 65 | 76.1 | 1 | 5295 | STD 2 PAP RANGE | RG | BE | 150 | 40B | 5250 | 40B |  |  | BLACK |  | EE_Deluge_AS 1074_Black | 3676084 | FAIL: Mapping: End-1/End-2 = 'BE' cần FAB Pipe 'Fabrication', nhận 'STD 2 PAP RANGE'
EXP61053 | M110 | CW-ARRAY | EXP61053D-2 |  | 150-320 | 150 | 165.1 | 1 | 320.7 | Groove_Thread | RG | RG | [6 empty] | BLACK |  | EE_Deluge_AS 1074_Black | 3676086 | PASS
EXP61053 | M110 | CW-ARRAY | EXP61053D-2 |  | 40-375 | 40 | 48.3 | 1 | 377 | Groove_Thread | TH | TH | [6 empty] | BLACK |  | EE_Deluge_AS 1074_Black | 3676092 | PASS
EXP61053 | M110 | CW-ARRAY | EXP61053D-2 |  | 40-375 | 40 | 48.3 | 1 | 375 | Groove_Thread | TH | TH | [6 empty] | BLACK |  | EE_Deluge_AS 1074_Black | 3676094 | PASS
EXP61053 | M110 | CW-ARRAY | EXP61053D-2 |  | 40-375 | 40 | 48.3 | 1 | 375 | Groove_Thread | TH | TH | [6 empty] | BLACK |  | EE_Deluge_AS 1074_Black | 3676097 | PASS
EXP61053 | M110 | CW-ARRAY | EXP61053D-2 |  | 65-5225 | 65 | 76.1 | 1 | 5225 | Fabrication | RG | BE | 4675 | 40B | 5190 | 20T |  |  | BLACK |  | EE_Deluge_AS 1074_Black | 3676100 | PASS
EXP61053 | M110 | CW-ARRAY | EXP61053D-2 |  | 65-5295 | 65 | 76.1 | 1 | 5295 | STD 2 PAP RANGE | RG | BE | 150 | 40B | 5250 | 40B |  |  | BLACK |  | EE_Deluge_AS 1074_Black | 3676119 | FAIL: Mapping: End-1/End-2 = 'BE' cần FAB Pipe 'Fabrication', nhận 'STD 2 PAP RANGE'
EXP61053 | M110 | CW-ARRAY | EXP61053D-2 |  | 150-900 | 150 | 165.1 | 1 | 900 | STD ARRAY TEE | RG | RG | 150 | 65LR |  |  |  |  | BLACK |  | EE_Deluge_AS 1074_Black | 3676121 | FAIL: Mapping: End-1 & End-2 thuộc ['RG','TH'] cần FAB Pipe 'Groove_Thread', nhận 'STD ARRAY TEE'
EXP61053 | M110 | CW-ARRAY | EXP61053D-2 |  | 65-5225 | 65 | 76.1 | 1 | 5225 | Fabrication | RG | BE | 4675 | 40B | 5190 | 20T |  |  | BLACK |  | EE_Deluge_AS 1074_Black | 3676136 | PASS
EXP61053 | M110 | CW-DISTRIBUTION | EXP61053D |  | 150-6500 | 150 | 165.1 | 1 | 6500.1 | Groove_Thread | RG | RG | [6 empty] | BLACK |  | EE_Deluge_AS 1074_Black_Coupling 177N | 3676151 | PASS
EXP61053 | M110 | CW-DISTRIBUTION | EXP61053D |  | 150-6500 | 150 | 165.1 | 1 | 6500 | Groove_Thread | RG | RG | [6 empty] | BLACK |  | EE_Deluge_AS 1074_Black_Coupling 177N | 3676153 | PASS
EXP61053 | M110 | CW-DISTRIBUTION | EXP61053D |  | 150-2015 | 150 | 165.1 | 1 | 2013.9 | Groove_Thread | RG | RG | [6 empty] | BLACK |  | EE_Deluge_AS 1074_Black_Coupling 177N | 3676155 | PASS
EXP61053 | M110 | CW-DISTRIBUTION | EXP61053B |  | 150-2545 | 150 | 165.1 | 1 | 2543.7 | Groove_Thread | RG | RG | [6 empty] | BLACK |  | EE_Deluge_AS 1074_Black_Coupling 177N | 3692714 | PASS
EXP61053 | M110 | CW-DISTRIBUTION | EXP61053B |  | 150-4000 | 150 | 165.1 | 1 | 4000 | Groove_Thread | RG | RG | [6 empty] | BLACK |  | EE_Deluge_AS 1074_Black_Coupling 177N | 3692716 | PASS
EXP61053 | M110 | CW-DISTRIBUTION | EXP61053B |  | 150-4000 | 150 | 165.1 | 1 | 4000 | Groove_Thread | RG | RG | [6 empty] | BLACK |  | EE_Deluge_AS 1074_Black_Coupling 177N | 3692718 | PASS
EXP61053 | M110 | CW-DISTRIBUTION | EXP61053B |  | 150-2990 | 150 | 165.1 | 1 | 2987.9 | Groove_Thread | RG | RG | [6 empty] | BLACK |  | EE_Deluge_AS 1074_Black_Coupling 177N | 3692720 | PASS
EXP61053 | M110 | CW-DISTRIBUTION | EXP61053B |  | 150-2550 | 150 | 165.1 | 1 | 2551.6 | Groove_Thread | RG | RG | [6 empty] | BLACK |  | EE_Deluge_AS 1074_Black_Coupling 177N | 3692761 | PASS
EXP61053 | M110 | CW-DISTRIBUTION | EXP61053B |  | 150-4000 | 150 | 165.1 | 1 | 4000 | Groove_Thread | RG | RG | [6 empty] | BLACK |  | EE_Deluge_AS 1074_Black_Coupling 177N | 3692763 | PASS
EXP61053 | M110 | CW-DISTRIBUTION | EXP61053B |  | 150-4000 | 150 | 165.1 | 1 | 4000 | Groove_Thread | RG | RG | [6 empty] | BLACK |  | EE_Deluge_AS 1074_Black_Coupling 177N | 3692765 | PASS
EXP61053 | M110 | CW-DISTRIBUTION | EXP61053B |  | 150-2990 | 150 | 165.1 | 1 | 2987.9 | Groove_Thread | RG | RG | [6 empty] | BLACK |  | EE_Deluge_AS 1074_Black_Coupling 177N | 3692767 | PASS
EXP61053 | M110 | CW-DISTRIBUTION | EXP61053C |  | 150-2430 | 150 | 165.1 | 1 | 2432.4 | Groove_Thread | RG | RG | [6 empty] | BLACK |  | EE_Deluge_AS 1074_Black_Coupling 177N | 3693858 | PASS
EXP61053 | M110 | CW-DISTRIBUTION | EXP61053C |  | 150-4000 | 150 | 165.1 | 1 | 4000 | Groove_Thread | RG | RG | [6 empty] | BLACK |  | EE_Deluge_AS 1074_Black_Coupling 177N | 3693860 | PASS
EXP61053 | M110 | CW-DISTRIBUTION | EXP61053C |  | 150-4000 | 150 | 165.1 | 1 | 4000 | Groove_Thread | RG | RG | [6 empty] | BLACK |  | EE_Deluge_AS 1074_Black_Coupling 177N | 3693862 | PASS
EXP61053 | M110 | CW-DISTRIBUTION | EXP61053C |  | 150-2995 | 150 | 165.1 | 1 | 2995.9 | Groove_Thread | RG | RG | [6 empty] | BLACK |  | EE_Deluge_AS 1074_Black_Coupling 177N | 3693864 | PASS
EXP61053 | M110 | CW-DISTRIBUTION | EXP61053D |  | 150-2545 | 150 | 165.1 | 1 | 2546.4 | Groove_Thread | RG | RG | [6 empty] | BLACK |  | EE_Deluge_AS 1074_Black_Coupling 177N | 3722914 | PASS
EXP61053 | M110 | CW-DISTRIBUTION | EXP61053B |  | 150-4000 | 150 | 165.1 | 1 | 4000 | Groove_Thread | RG | RG | [6 empty] | BLACK |  | EE_Deluge_AS 1074_Black_Coupling 177N | 3722951 | PASS
EXP61053 | M110 | CW-DISTRIBUTION | EXP61053C |  | 150-4000 | 150 | 165.1 | 1 | 4000 | Groove_Thread | RG | RG | [6 empty] | BLACK |  | EE_Deluge_AS 1074_Black_Coupling 177N | 3722962 | PASS
EXP61053 | M110 | CW-DISTRIBUTION | EXP61053B |  | 150-4000 | 150 | 165.1 | 1 | 4000 | Groove_Thread | RG | RG | [6 empty] | BLACK |  | EE_Deluge_AS 1074_Black_Coupling 177N | 3723026 | PASS
EXP61053 | M110 | CW-DISTRIBUTION | EXP61053C |  | 150-4000 | 150 | 165.1 | 1 | 4000 | Groove_Thread | RG | RG | [6 empty] | BLACK |  | EE_Deluge_AS 1074_Black_Coupling 177N | 3723030 | PASS
EXP61053 | M110 | CW-DISTRIBUTION | EXP61053C |  | 150-2130 | 150 | 165.1 | 1 | 2127.8 | Groove_Thread | RG | RG | [6 empty] | BLACK |  | EE_Deluge_AS 1074_Black_Coupling 177N | 3723034 | PASS
EXP61053 | M110 | CW-DISTRIBUTION | EXP61053A |  | 150-4000 | 150 | 165.1 | 1 | 4000 | Groove_Thread | RG | RG | [6 empty] | BLACK |  | EE_Deluge_AS 1074_Black_Coupling 177N | 3729646 | PASS
EXP61053 | M110 | CW-DISTRIBUTION | EXP61053A |  | 150-4000 | 150 | 165.1 | 1 | 4000 | Groove_Thread | RG | RG | [6 empty] | BLACK |  | EE_Deluge_AS 1074_Black_Coupling 177N | 3729658 | PASS
EXP61053 | M110 | CW-DISTRIBUTION | EXP61053A |  | 150-4000 | 150 | 165.1 | 1 | 4000 | Groove_Thread | RG | RG | [6 empty] | BLACK |  | EE_Deluge_AS 1074_Black_Coupling 177N | 3729668 | PASS
EXP61053 | M110 | CW-DISTRIBUTION | EXP61053A |  | 150-4000 | 150 | 165.1 | 1 | 4000 | Groove_Thread | RG | RG | [6 empty] | BLACK |  | EE_Deluge_AS 1074_Black_Coupling 177N | 3729687 | PASS
EXP61053 | M110 | CW-DISTRIBUTION | EXP61053A |  | 150-4000 | 150 | 165.1 | 1 | 3999.9 | Groove_Thread | RG | RG | [6 empty] | BLACK |  | EE_Deluge_AS 1074_Black_Coupling 177N | 3731058 | PASS
EXP61053 | M110 | CW-DISTRIBUTION | EXP61053A |  | 150-4000 | 150 | 165.1 | 1 | 4000 | Groove_Thread | RG | RG | [6 empty] | BLACK |  | EE_Deluge_AS 1074_Black_Coupling 177N | 3731062 | PASS
EXP61053 | M110 | CW-DISTRIBUTION | EXP61053A |  | 150-4000 | 150 | 165.1 | 1 | 4000 | Groove_Thread | RG | RG | [6 empty] | BLACK |  | EE_Deluge_AS 1074_Black_Coupling 177N | 3731066 | PASS
EXP61053 | M110 | CW-DISTRIBUTION | EXP61053A |  | 150-4000 | 150 | 165.1 | 1 | 4000 | Groove_Thread | RG | RG | [6 empty] | BLACK |  | EE_Deluge_AS 1074_Black_Coupling 177N | 3731070 | PASS
EXP61053 | M110 | CW-DISTRIBUTION | EXP61053A |  | 150-4000 | 150 | 165.1 | 1 | 3999.9 | Groove_Thread | RG | RG | [6 empty] | BLACK |  | EE_Deluge_AS 1074_Black_Coupling 177N | 3731093 | PASS
EXP61053 | M110 | CW-DISTRIBUTION | EXP61053A |  | 150-4000 | 150 | 165.1 | 1 | 4000 | Groove_Thread | RG | RG | [6 empty] | BLACK |  | EE_Deluge_AS 1074_Black_Coupling 177N | 3731097 | PASS
EXP61053 | M110 | CW-DISTRIBUTION | EXP61053A |  | 150-4000 | 150 | 165.1 | 1 | 4000 | Groove_Thread | RG | RG | [6 empty] | BLACK |  | EE_Deluge_AS 1074_Black_Coupling 177N | 3731101 | PASS
EXP61053 | M110 | CW-DISTRIBUTION | EXP61053A |  | 150-4000 | 150 | 165.1 | 1 | 4000 | Groove_Thread | RG | RG | [6 empty] | BLACK |  | EE_Deluge_AS 1074_Black_Coupling 177N | 3731105 | PASS
EXP61053 | M110 | CW-DISTRIBUTION | EXP61053A |  | 150-4000 | 150 | 165.1 | 1 | 3999.9 | Groove_Thread | RG | RG | [6 empty] | BLACK |  | EE_Deluge_AS 1074_Black_Coupling 177N | 3731124 | PASS
EXP61053 | M110 | CW-DISTRIBUTION | EXP61053A |  | 150-4000 | 150 | 165.1 | 1 | 4000 | Groove_Thread | RG | RG | [6 empty] | BLACK |  | EE_Deluge_AS 1074_Black_Coupling 177N | 3731128 | PASS
EXP61053 | M110 | CW-DISTRIBUTION | EXP61053A |  | 150-4000 | 150 | 165.1 | 1 | 4000 | Groove_Thread | RG | RG | [6 empty] | BLACK |  | EE_Deluge_AS 1074_Black_Coupling 177N | 3731132 | PASS
EXP61053 | M110 | CW-DISTRIBUTION | EXP61053A |  | 150-4000 | 150 | 165.1 | 1 | 4000 | Groove_Thread | RG | RG | [6 empty] | BLACK |  | EE_Deluge_AS 1074_Black_Coupling 177N | 3731136 | PASS
EXP61053 | M110 | CW-DISTRIBUTION | EXP61053A |  | 150-4000 | 150 | 165.1 | 1 | 4000 | Groove_Thread | RG | RG | [6 empty] | BLACK |  | EE_Deluge_AS 1074_Black_Coupling 177N | 3732109 | PASS
EXP61053 | M110 | CW-DISTRIBUTION | EXP61053B |  | 150-4000 | 150 | 165.1 | 1 | 4000 | Groove_Thread | RG | RG | [6 empty] | BLACK |  | EE_Deluge_AS 1074_Black_Coupling 177N | 3732155 | PASS
EXP61053 | M110 | CW-DISTRIBUTION | EXP61053A |  | 150-4000 | 150 | 165.1 | 1 | 4000 | Groove_Thread | RG | RG | [6 empty] | BLACK |  | EE_Deluge_AS 1074_Black_Coupling 177N | 3732619 | PASS
EXP61053 | M110 | CW-DISTRIBUTION | EXP61053B |  | 150-4000 | 150 | 165.1 | 1 | 4000 | Groove_Thread | RG | RG | [6 empty] | BLACK |  | EE_Deluge_AS 1074_Black_Coupling 177N | 3732623 | PASS
EXP61053 | M110 | CW-DISTRIBUTION | EXP61053A |  | 150-4000 | 150 | 165.1 | 1 | 4000 | Groove_Thread | RG | RG | [6 empty] | BLACK |  | EE_Deluge_AS 1074_Black_Coupling 177N | 3732646 | PASS
EXP61053 | M110 | CW-DISTRIBUTION | EXP61053B |  | 150-4000 | 150 | 165.1 | 1 | 4000 | Groove_Thread | RG | RG | [6 empty] | BLACK |  | EE_Deluge_AS 1074_Black_Coupling 177N | 3732650 | PASS
EXP61053 | M110 | CW-DISTRIBUTION | EXP61053B |  | 150-2535 | 150 | 165.1 | 1 | 2535.8 | Groove_Thread | RG | RG | [6 empty] | BLACK |  | EE_Deluge_AS 1074_Black_Coupling 177N | 3732654 | PASS
EXP61053 | M110-M111 | CP-INTERNAL | EXP61053 |  | 150-1075 | 150 | 165.1 | 1 | 1075.2 | Groove_Thread | RG | RG | [6 empty] | GAL |  | EE_Deluge_AS 1074_Gal | 7099423 | PASS
EXP61053 | M110-M111 | CP-INTERNAL | EXP61053 |  | 150-1975 | 150 | 165.1 | 1 | 1974.6 | Groove_Thread | RG | RG | [6 empty] | GAL |  | EE_Deluge_AS 1074_Gal | 7099437 | PASS
EXP61053 | M110-M111 | CP-INTERNAL | EXP61053 |  | 150-1260 | 150 | 165.1 | 1 | 1261.6 | Groove_Thread | RG | RG | [6 empty] | GAL |  | EE_Deluge_AS 1074_Gal | 7099441 | PASS
EXP61053 | M110-M111 | CP-INTERNAL | EXP61053 |  | 150-330 | 150 | 165.1 | 1 | 328.4 | Groove_Thread | RG | RG | [6 empty] | GAL |  | EE_Deluge_AS 1074_Gal | 7099470 | PASS
EXP61053 | M110-M111 | CP-INTERNAL | EXP61053 |  | 150-1565 | 150 | 165.1 | 1 | 1563.2 | Groove_Thread | RG | RG | [6 empty] | GAL |  | EE_Deluge_AS 1074_Gal | 7099474 | PASS
EXP61053 | M110-M111 | CP-INTERNAL | EXP61053 |  | 150-275 | 150 | 165.1 | 1 | 276.9 | Groove_Thread | RG | RG | [6 empty] | GAL |  | EE_Deluge_AS 1074_Gal | 7099496 | PASS
EXP61053 | M110-M111 | CP-INTERNAL | EXP61053 |  | 150-360 | 150 | 165.1 | 1 | 362.5 | Groove_Thread | RG | RG | [6 empty] | GAL |  | EE_Deluge_AS 1074_Gal | 7099505 | PASS
EXP61053 | M110-M111 | CP-INTERNAL | EXP61053 |  | 150-1075 | 150 | 165.1 | 1 | 1075.5 | Groove_Thread | RG | RG | [6 empty] | GAL |  | EE_Deluge_AS 1074_Gal | 7099513 | PASS
EXP61053 | M110-M111 | CP-INTERNAL | EXP61053 |  | 150-1975 | 150 | 165.1 | 1 | 1975 | Groove_Thread | RG | RG | [6 empty] | GAL |  | EE_Deluge_AS 1074_Gal | 7099525 | PASS
EXP61053 | M110-M111 | CP-INTERNAL | EXP61053 |  | 150-1265 | 150 | 165.1 | 1 | 1263.2 | Groove_Thread | RG | RG | [6 empty] | GAL |  | EE_Deluge_AS 1074_Gal | 7099529 | PASS
EXP61053 | M110 | CW-DISTRIBUTION | EXP61053A |  | 150-3000 | 150 | 165.1 | 1 | 3000 | Groove_Thread | RG | RG | [6 empty] | BLACK |  | EE_Deluge_AS 1074_Black_Coupling 177N | 7140397 | PASS
EXP61053 | M110 | CW-DISTRIBUTION | EXP61053A |  | 150-1805 | 150 | 165.1 | 1 | 1806.1 | Groove_Thread | RG | RG | [6 empty] | BLACK |  | EE_Deluge_AS 1074_Black_Coupling 177N | 7140757 | PASS
EXP61053 | M110 | CW-DISTRIBUTION | EXP61053A |  | 150-3000 | 150 | 165.1 | 1 | 3000 | Groove_Thread | RG | RG | [6 empty] | BLACK |  | EE_Deluge_AS 1074_Black_Coupling 177N | 7141213 | PASS
EXP61053 | M110 | CW-DISTRIBUTION | EXP61053A |  | 150-1520 | 150 | 165.1 | 1 | 1517.9 | Groove_Thread | RG | RG | [6 empty] | BLACK |  | EE_Deluge_AS 1074_Black_Coupling 177N | 7141217 | PASS
EXP61053 | M110 | CW-DISTRIBUTION | EXP61053A |  | 150-3000 | 150 | 165.1 | 1 | 3000 | Groove_Thread | RG | RG | [6 empty] | BLACK |  | EE_Deluge_AS 1074_Black_Coupling 177N | 7141231 | PASS
EXP61053 | M110 | CW-DISTRIBUTION | EXP61053A |  | 150-1230 | 150 | 165.1 | 1 | 1229.7 | Groove_Thread | RG | RG | [6 empty] | BLACK |  | EE_Deluge_AS 1074_Black_Coupling 177N | 7141235 | PASS
EXP61053 | M110 | CW-DISTRIBUTION | EXP61053A |  | 150-3000 | 150 | 165.1 | 1 | 3000 | Groove_Thread | RG | RG | [6 empty] | BLACK |  | EE_Deluge_AS 1074_Black_Coupling 177N | 7141247 | PASS
EXP61053 | M110 | CW-DISTRIBUTION | EXP61053A |  | 150-940 | 150 | 165.1 | 1 | 941.5 | Groove_Thread | RG | RG | [6 empty] | BLACK |  | EE_Deluge_AS 1074_Black_Coupling 177N | 7141251 | PASS
EXP61053 | M110-M111 | CP-INTERNAL | EXP61053 |  | 150-1925 | 150 | 165.1 | 1 | 1925.8 | Groove_Thread | RG | RG | [6 empty] | GAL |  | EE_Deluge_AS 1074_Gal | 7944301 | PASS
EXP61053 | M110-M111 | CP-INTERNAL | EXP61053 |  | 150-1925 | 150 | 165.1 | 1 | 1924.8 | Groove_Thread | RG | RG | [6 empty] | GAL |  | EE_Deluge_AS 1074_Gal | 7944453 | PASS
EXP61053 | M110 | CP-EXTERNAL | EXP61053 |  | 150-1670 | 150 | 165.1 | 1 | 1670.5 | Groove_Thread | RG | RG | [6 empty] | BLACK |  | EE_Deluge_AS 1074_Black_Coupling 177N | 7945433 | PASS
EXP61053 | M110 | CP-EXTERNAL | EXP61053 |  | 150-1670 | 150 | 165.1 | 1 | 1670.5 | Groove_Thread | RG | RG | [6 empty] | BLACK |  | EE_Deluge_AS 1074_Black_Coupling 177N | 7945633 | PASS
EXP61053 | M110 | CP-EXTERNAL | EXP61053 |  | 150-1670 | 150 | 165.1 | 1 | 1670.5 | Groove_Thread | RG | RG | [6 empty] | BLACK |  | EE_Deluge_AS 1074_Black_Coupling 177N | 7945681 | PASS
EXP61053 | M110 | CP-EXTERNAL | EXP61053 |  | 150-1670 | 150 | 165.1 | 1 | 1670.5 | Groove_Thread | RG | RG | [6 empty] | BLACK |  | EE_Deluge_AS 1074_Black_Coupling 177N | 7945728 | PASS
EXP61053 | M110-M111 | CP-INTERNAL | EXP61053 |  | 150-360 | 150 | 165.1 | 1 | 360.8 | Groove_Thread | RG | RG | [6 empty] | GAL |  | EE_Deluge_AS 1074_Gal | 7946733 | PASS
EXP61053 | M111 | CP-EXTERNAL | EXP61153 |  | 150-785 | 150 | 165.1 | 1 | 786.3 | Groove_Thread | RG | RG | [6 empty] | BLACK |  | EE_Deluge_AS 1074_Black_Coupling 177N | 8397748 | PASS
EXP61053 | M111 | CP-EXTERNAL | EXP61153 |  | 150-345 | 150 | 165.1 | 1 | 345.9 | Groove_Thread | RG | RG | [6 empty] | BLACK |  | EE_Deluge_AS 1074_Black_Coupling 177N | 8397952 | PASS
EXP61053 | M111 | CP-EXTERNAL | EXP61153 |  | 150-785 | 150 | 165.1 | 1 | 786.3 | Groove_Thread | RG | RG | [6 empty] | BLACK |  | EE_Deluge_AS 1074_Black_Coupling 177N | 8398274 | PASS
EXP61053 | M111 | CP-EXTERNAL | EXP61153 |  | 150-345 | 150 | 165.1 | 1 | 345.9 | Groove_Thread | RG | RG | [6 empty] | BLACK |  | EE_Deluge_AS 1074_Black_Coupling 177N | 8398280 | PASS
EXP61053 | M111 | CP-EXTERNAL | EXP61153 |  | 150-785 | 150 | 165.1 | 1 | 784.7 | Groove_Thread | RG | RG | [6 empty] | BLACK |  | EE_Deluge_AS 1074_Black_Coupling 177N | 8398319 | PASS
EXP61053 | M111 | CP-EXTERNAL | EXP61153 |  | 150-345 | 150 | 165.1 | 1 | 347.1 | Groove_Thread | RG | RG | [6 empty] | BLACK |  | EE_Deluge_AS 1074_Black_Coupling 177N | 8398325 | PASS
EXP61053 | M111 | CP-EXTERNAL | EXP61153 |  | 150-785 | 150 | 165.1 | 1 | 786.3 | Groove_Thread | RG | RG | [6 empty] | BLACK |  | EE_Deluge_AS 1074_Black_Coupling 177N | 8398362 | PASS
EXP61053 | M111 | CP-EXTERNAL | EXP61153 |  | 150-345 | 150 | 165.1 | 1 | 345.9 | Groove_Thread | RG | RG | [6 empty] | BLACK |  | EE_Deluge_AS 1074_Black_Coupling 177N | 8398368 | PASS
EXP61053 | M110 | CW-ARRAY | EXP61053B-1 |  | 40-455 | 40 | 48.3 | 1 | 457.1 | Groove_Thread | TH | TH | [6 empty] | BLACK |  | EE_Deluge_AS 1074_Black | 9142324 | PASS
EXP61053 | M110 | CW-ARRAY | EXP61053B-1 |  | 150-325 | 150 | 165.1 | 1 | 324.5 | Groove_Thread | RG | RG | [6 empty] | BLACK |  | EE_Deluge_AS 1074_Black | 9211581 | PASS
EXP61053 | M110 | CW-ARRAY | EXP61053B-1 |  | 150-900 | 150 | 165.1 | 1 | 900 | STD ARRAY TEE | RG | RG | 150 | 65LR |  |  |  |  | BLACK |  | EE_Deluge_AS 1074_Black | 9211585 | FAIL: Mapping: End-1 & End-2 thuộc ['RG','TH'] cần FAB Pipe 'Groove_Thread', nhận 'STD ARRAY TEE'
EXP61053 | M110 | CW-ARRAY | EXP61053B-2 |  | 150-900 | 150 | 165.1 | 1 | 900 | STD ARRAY TEE | RG | RG | 150 | 65LR |  |  |  |  | BLACK |  | EE_Deluge_AS 1074_Black | 9214017 | FAIL: Mapping: End-1 & End-2 thuộc ['RG','TH'] cần FAB Pipe 'Groove_Thread', nhận 'STD ARRAY TEE'
EXP61053 | M110 | CW-ARRAY | EXP61053B-2 |  | 150-3590 | 150 | 165.1 | 1 | 3591.4 | Groove_Thread | RG | RG | [6 empty] | BLACK |  | EE_Deluge_AS 1074_Black | 9214057 | PASS
EXP61053 | M110 | CW-ARRAY | EXP61053C-1 |  | 150-625 | 150 | 165.1 | 1 | 624.5 | Groove_Thread | RG | RG | [6 empty] | BLACK |  | EE_Deluge_AS 1074_Black | 9217140 | PASS
EXP61053 | M110 | CW-ARRAY | EXP61053C-1 |  | 150-900 | 150 | 165.1 | 1 | 900 | STD ARRAY TEE | RG | RG | 150 | 65LR |  |  |  |  | BLACK |  | EE_Deluge_AS 1074_Black | 9217274 | FAIL: Mapping: End-1 & End-2 thuộc ['RG','TH'] cần FAB Pipe 'Groove_Thread', nhận 'STD ARRAY TEE'
EXP61053 | M110 | CW-ARRAY | EXP61053C-2 |  | 150-900 | 150 | 165.1 | 1 | 900 | STD ARRAY TEE | RG | RG | 150 | 65LR |  |  |  |  | BLACK |  | EE_Deluge_AS 1074_Black | 9218840 | FAIL: Mapping: End-1 & End-2 thuộc ['RG','TH'] cần FAB Pipe 'Groove_Thread', nhận 'STD ARRAY TEE'
EXP61053 | M110 | CW-ARRAY | EXP61053C-2 |  | 150-3590 | 150 | 165.1 | 1 | 3591.4 | Groove_Thread | RG | RG | [6 empty] | BLACK |  | EE_Deluge_AS 1074_Black | 9218913 | PASS
EXP61053 | M110 | CW-ARRAY | EXP61053D-1 |  | 150-900 | 150 | 165.1 | 1 | 900 | STD ARRAY TEE | RG | RG | 150 | 65LR |  |  |  |  | BLACK |  | EE_Deluge_AS 1074_Black | 9220448 | FAIL: Mapping: End-1 & End-2 thuộc ['RG','TH'] cần FAB Pipe 'Groove_Thread', nhận 'STD ARRAY TEE'
EXP61053 | M110 | CW-ARRAY | EXP61053D-2 |  | 150-4190 | 150 | 165.1 | 1 | 4191.4 | Groove_Thread | RG | RG | [6 empty] | BLACK |  | EE_Deluge_AS 1074_Black | 9220811 | PASS
EXP61053 | M110 | CW-ARRAY | EXP61053D-2 |  | 150-900 | 150 | 165.1 | 1 | 900 | STD ARRAY TEE | RG | RG | 150 | 65LR |  |  |  |  | BLACK |  | EE_Deluge_AS 1074_Black | 9220951 | FAIL: Mapping: End-1 & End-2 thuộc ['RG','TH'] cần FAB Pipe 'Groove_Thread', nhận 'STD ARRAY TEE'
EXP61053 | M110 | CW-ARRAY | EXP61053A |  | 150-900 | 150 | 165.1 | 1 | 900 | STD ARRAY TEE | RG | RG | 150 | 65LR |  |  |  |  | BLACK |  | EE_Deluge_AS 1074_Black | 9269794 | FAIL: Mapping: End-1 & End-2 thuộc ['RG','TH'] cần FAB Pipe 'Groove_Thread', nhận 'STD ARRAY TEE'
EXP61053 | M110 | CW-ARRAY | EXP61053D-1 |  | 65-5295 | 65 | 76.1 | 1 | 5295 | STD 2 PAP RANGE | RG | BE | 150 | 40B | 5250 | 40B |  |  | BLACK |  | EE_Deluge_AS 1074_Black | 9874250 | FAIL: Mapping: End-1/End-2 = 'BE' cần FAB Pipe 'Fabrication', nhận 'STD 2 PAP RANGE'
EXP61053 | M110 | CW-ARRAY | EXP61053D-1 |  | 65-5095 | 65 | 76.1 | 1 | 5096.9 | Groove_Thread | RG | RG | 150 | 40B |  |  |  |  | BLACK |  | EE_Deluge_AS 1074_Black | 9874258 | PASS
EXP61053 | M110 | CW-ARRAY | EXP61053D-1 |  | 65-5295 | 65 | 76.1 | 1 | 5295 | STD 2 PAP RANGE | RG | BE | 150 | 40B | 5250 | 40B |  |  | BLACK |  | EE_Deluge_AS 1074_Black | 9878820 | FAIL: Mapping: End-1/End-2 = 'BE' cần FAB Pipe 'Fabrication', nhận 'STD 2 PAP RANGE'
EXP61053 | M110 | CW-ARRAY | EXP61053D-1 |  | 65-5095 | 65 | 76.1 | 1 | 5096.9 | Groove_Thread | RG | RG | 150 | 40B |  |  |  |  | BLACK |  | EE_Deluge_AS 1074_Black | 9878827 | PASS
EXP61053 | M110 | CW-DISTRIBUTION | EXP61053D |  | 150-5100 | 150 | 165.1 | 1 | 5099.5 | Groove_Thread | RG | RG | [6 empty] | BLACK |  | EE_Deluge_AS 1074_Black_Coupling 177N | 9880868 | PASS
EXP61053 | M110 | CW-ARRAY | EXP61053D-1 |  | 150-605 | 150 | 165.1 | 1 | 606.3 | Groove_Thread | RG | RG | [6 empty] | BLACK |  | EE_Deluge_AS 1074_Black | 9880881 | PASS
EXP61053 | M111 | CW-ARRAY | EXP61153A-1 |  | 65-5295 | 65 | 76.1 | 1 | 5295 | STD 2 PAP RANGE | RG | BE | 150 | 40B | 5250 | 40B |  |  | BLACK |  | EE_Deluge_AS 1074_Black | 11596077 | FAIL: Mapping: End-1/End-2 = 'BE' cần FAB Pipe 'Fabrication', nhận 'STD 2 PAP RANGE'
EXP61053 | M111 | CW-ARRAY | EXP61153A-1 |  | 40-375 | 40 | 48.3 | 1 | 377 | Groove_Thread | TH | TH | [6 empty] | BLACK |  | EE_Deluge_AS 1074_Black | 11596080 | PASS
EXP61053 | M111 | CW-ARRAY | EXP61153A-1 |  | 40-375 | 40 | 48.3 | 1 | 375 | Groove_Thread | TH | TH | [6 empty] | BLACK |  | EE_Deluge_AS 1074_Black | 11596082 | PASS
EXP61053 | M111 | CW-ARRAY | EXP61153A-1 |  | 40-375 | 40 | 48.3 | 1 | 375 | Groove_Thread | TH | TH | [6 empty] | BLACK |  | EE_Deluge_AS 1074_Black | 11596085 | PASS
EXP61053 | M111 | CW-ARRAY | EXP61153A-1 |  | 65-4730 | 65 | 76.1 | 1 | 4730 | STD 1 PAP RANGE | RG | BE | 4685 | 40B |  |  |  |  | BLACK |  | EE_Deluge_AS 1074_Black | 11596088 | FAIL: Mapping: End-1/End-2 = 'BE' cần FAB Pipe 'Fabrication', nhận 'STD 1 PAP RANGE'
EXP61053 | M111 | CW-ARRAY | EXP61153A-1 |  | 65-5295 | 65 | 76.1 | 1 | 5295 | STD 2 PAP RANGE | RG | BE | 150 | 40B | 5250 | 40B |  |  | BLACK |  | EE_Deluge_AS 1074_Black | 11596107 | FAIL: Mapping: End-1/End-2 = 'BE' cần FAB Pipe 'Fabrication', nhận 'STD 2 PAP RANGE'
EXP61053 | M111 | CW-ARRAY | EXP61153A-1 |  | 150-900 | 150 | 165.1 | 1 | 900 | STD ARRAY TEE | RG | RG | 150 | 65LR |  |  |  |  | BLACK |  | EE_Deluge_AS 1074_Black | 11596109 | FAIL: Mapping: End-1 & End-2 thuộc ['RG','TH'] cần FAB Pipe 'Groove_Thread', nhận 'STD ARRAY TEE'
EXP61053 | M111 | CW-ARRAY | EXP61153A-1 |  | 65-4730 | 65 | 76.1 | 1 | 4730 | STD 1 PAP RANGE | RG | BE | 4685 | 40B |  |  |  |  | BLACK |  | EE_Deluge_AS 1074_Black | 11596116 | FAIL: Mapping: End-1/End-2 = 'BE' cần FAB Pipe 'Fabrication', nhận 'STD 1 PAP RANGE'
EXP61053 | M111 | CW-ARRAY | EXP61153A-1 |  | 150-3590 | 150 | 165.1 | 1 | 3591.4 | Groove_Thread | RG | RG | [6 empty] | BLACK |  | EE_Deluge_AS 1074_Black | 11596125 | PASS
EXP61053 | M111 | CW-ARRAY | EXP61153A-2 |  | 65-5295 | 65 | 76.1 | 1 | 5295 | STD 2 PAP RANGE | RG | BE | 150 | 40B | 5250 | 40B |  |  | BLACK |  | EE_Deluge_AS 1074_Black | 11596140 | FAIL: Mapping: End-1/End-2 = 'BE' cần FAB Pipe 'Fabrication', nhận 'STD 2 PAP RANGE'
EXP61053 | M111 | CW-ARRAY | EXP61153A-2 |  | 150-230 | 150 | 165.1 | 1 | 229.3 | Groove_Thread | RG | RG | [6 empty] | BLACK |  | EE_Deluge_AS 1074_Black | 11596142 | PASS
EXP61053 | M111 | CW-ARRAY | EXP61153A-2 |  | 40-425 | 40 | 48.3 | 1 | 427 | Groove_Thread | TH | TH | [6 empty] | BLACK |  | EE_Deluge_AS 1074_Black | 11596144 | PASS
EXP61053 | M111 | CW-ARRAY | EXP61153A-2 |  | 40-375 | 40 | 48.3 | 1 | 375 | Groove_Thread | TH | TH | [6 empty] | BLACK |  | EE_Deluge_AS 1074_Black | 11596146 | PASS
EXP61053 | M111 | CW-ARRAY | EXP61153A-2 |  | 40-375 | 40 | 48.3 | 1 | 375 | Groove_Thread | TH | TH | [6 empty] | BLACK |  | EE_Deluge_AS 1074_Black | 11596149 | PASS
EXP61053 | M111 | CW-ARRAY | EXP61153A-2 |  | 65-4730 | 65 | 76.1 | 1 | 4730 | STD 1 PAP RANGE | RG | BE | 4685 | 40B |  |  |  |  | BLACK |  | EE_Deluge_AS 1074_Black | 11596152 | FAIL: Mapping: End-1/End-2 = 'BE' cần FAB Pipe 'Fabrication', nhận 'STD 1 PAP RANGE'
EXP61053 | M111 | CW-ARRAY | EXP61153A-2 |  | 65-5295 | 65 | 76.1 | 1 | 5295 | STD 2 PAP RANGE | RG | BE | 150 | 40B | 5250 | 40B |  |  | BLACK |  | EE_Deluge_AS 1074_Black | 11596171 | FAIL: Mapping: End-1/End-2 = 'BE' cần FAB Pipe 'Fabrication', nhận 'STD 2 PAP RANGE'
EXP61053 | M111 | CW-ARRAY | EXP61153A-2 |  | 150-900 | 150 | 165.1 | 1 | 900 | STD ARRAY TEE | RG | RG | 150 | 65LR |  |  |  |  | BLACK |  | EE_Deluge_AS 1074_Black | 11596173 | FAIL: Mapping: End-1 & End-2 thuộc ['RG','TH'] cần FAB Pipe 'Groove_Thread', nhận 'STD ARRAY TEE'
EXP61053 | M111 | CW-ARRAY | EXP61153A-2 |  | 65-4730 | 65 | 76.1 | 1 | 4730 | STD 1 PAP RANGE | RG | BE | 4685 | 40B |  |  |  |  | BLACK |  | EE_Deluge_AS 1074_Black | 11596180 | FAIL: Mapping: End-1/End-2 = 'BE' cần FAB Pipe 'Fabrication', nhận 'STD 1 PAP RANGE'
EXP61053 | M111 | CW-DISTRIBUTION | EXP61153A |  | 150-4000 | 150 | 165.1 | 1 | 4000 | Groove_Thread | RG | RG | [6 empty] | BLACK |  | EE_Deluge_AS 1074_Black_Coupling 177N | 11596195 | PASS
EXP61053 | M111 | CW-DISTRIBUTION | EXP61153A |  | 150-4000 | 150 | 165.1 | 1 | 4000 | Groove_Thread | RG | RG | [6 empty] | BLACK |  | EE_Deluge_AS 1074_Black_Coupling 177N | 11596197 | PASS
EXP61053 | M111 | CW-DISTRIBUTION | EXP61153A |  | 150-3025 | 150 | 165.1 | 1 | 3023.1 | Groove_Thread | RG | RG | [6 empty] | BLACK |  | EE_Deluge_AS 1074_Black_Coupling 177N | 11596199 | PASS
EXP61053 | M111 | CW-ARRAY | EXP61153B-2 |  | 65-5295 | 65 | 76.1 | 1 | 5295 | STD 2 PAP RANGE | RG | BE | 150 | 40B | 5250 | 40B |  |  | BLACK |  | EE_Deluge_AS 1074_Black | 11596382 | FAIL: Mapping: End-1/End-2 = 'BE' cần FAB Pipe 'Fabrication', nhận 'STD 2 PAP RANGE'
EXP61053 | M111 | CW-ARRAY | EXP61153B-2 |  | 150-530 | 150 | 165.1 | 1 | 531.8 | Groove_Thread | RG | RG | [6 empty] | BLACK |  | EE_Deluge_AS 1074_Black | 11596384 | PASS
EXP61053 | M111 | CW-ARRAY | EXP61153B-2 |  | 40-375 | 40 | 48.3 | 1 | 377 | Groove_Thread | TH | TH | [6 empty] | BLACK |  | EE_Deluge_AS 1074_Black | 11596386 | PASS
EXP61053 | M111 | CW-ARRAY | EXP61153B-2 |  | 40-375 | 40 | 48.3 | 1 | 375 | Groove_Thread | TH | TH | [6 empty] | BLACK |  | EE_Deluge_AS 1074_Black | 11596388 | PASS
EXP61053 | M111 | CW-ARRAY | EXP61153B-2 |  | 40-375 | 40 | 48.3 | 1 | 375 | Groove_Thread | TH | TH | [6 empty] | BLACK |  | EE_Deluge_AS 1074_Black | 11596391 | PASS
EXP61053 | M111 | CW-ARRAY | EXP61153B-2 |  | 65-4730 | 65 | 76.1 | 1 | 4730 | STD 1 PAP RANGE | RG | BE | 4685 | 40B |  |  |  |  | BLACK |  | EE_Deluge_AS 1074_Black | 11596394 | FAIL: Mapping: End-1/End-2 = 'BE' cần FAB Pipe 'Fabrication', nhận 'STD 1 PAP RANGE'
EXP61053 | M111 | CW-ARRAY | EXP61153B-2 |  | 65-5295 | 65 | 76.1 | 1 | 5295 | STD 2 PAP RANGE | RG | BE | 150 | 40B | 5250 | 40B |  |  | BLACK |  | EE_Deluge_AS 1074_Black | 11596413 | FAIL: Mapping: End-1/End-2 = 'BE' cần FAB Pipe 'Fabrication', nhận 'STD 2 PAP RANGE'
EXP61053 | M111 | CW-ARRAY | EXP61153B-2 |  | 150-900 | 150 | 165.1 | 1 | 900 | STD ARRAY TEE | RG | RG | 150 | 65LR |  |  |  |  | BLACK |  | EE_Deluge_AS 1074_Black | 11596415 | FAIL: Mapping: End-1 & End-2 thuộc ['RG','TH'] cần FAB Pipe 'Groove_Thread', nhận 'STD ARRAY TEE'
EXP61053 | M111 | CW-ARRAY | EXP61153B-2 |  | 65-4730 | 65 | 76.1 | 1 | 4730 | STD 1 PAP RANGE | RG | BE | 4685 | 40B |  |  |  |  | BLACK |  | EE_Deluge_AS 1074_Black | 11596422 | FAIL: Mapping: End-1/End-2 = 'BE' cần FAB Pipe 'Fabrication', nhận 'STD 1 PAP RANGE'
EXP61053 | M111 | CW-DISTRIBUTION | EXP61153B |  | 150-4000 | 150 | 165.1 | 1 | 4000 | Groove_Thread | RG | RG | [6 empty] | BLACK |  | EE_Deluge_AS 1074_Black_Coupling 177N | 11596437 | PASS
EXP61053 | M111 | CW-DISTRIBUTION | EXP61153B |  | 150-4000 | 150 | 165.1 | 1 | 4000 | Groove_Thread | RG | RG | [6 empty] | BLACK |  | EE_Deluge_AS 1074_Black_Coupling 177N | 11596439 | PASS
EXP61053 | M111 | CW-ARRAY | EXP61153C-1 |  | 65-5295 | 65 | 76.1 | 1 | 5295 | STD 2 PAP RANGE | RG | BE | 150 | 40B | 5250 | 40B |  |  | BLACK |  | EE_Deluge_AS 1074_Black | 11596561 | FAIL: Mapping: End-1/End-2 = 'BE' cần FAB Pipe 'Fabrication', nhận 'STD 2 PAP RANGE'
EXP61053 | M111 | CW-ARRAY | EXP61153C-1 |  | 40-375 | 40 | 48.3 | 1 | 377 | Groove_Thread | TH | TH | [6 empty] | BLACK |  | EE_Deluge_AS 1074_Black | 11596564 | PASS
EXP61053 | M111 | CW-ARRAY | EXP61153C-1 |  | 40-375 | 40 | 48.3 | 1 | 375 | Groove_Thread | TH | TH | [6 empty] | BLACK |  | EE_Deluge_AS 1074_Black | 11596566 | PASS
EXP61053 | M111 | CW-ARRAY | EXP61153C-1 |  | 40-375 | 40 | 48.3 | 1 | 375 | Groove_Thread | TH | TH | [6 empty] | BLACK |  | EE_Deluge_AS 1074_Black | 11596569 | PASS
EXP61053 | M111 | CW-ARRAY | EXP61153C-1 |  | 65-4730 | 65 | 76.1 | 1 | 4730 | STD 1 PAP RANGE | RG | BE | 4685 | 40B |  |  |  |  | BLACK |  | EE_Deluge_AS 1074_Black | 11596572 | FAIL: Mapping: End-1/End-2 = 'BE' cần FAB Pipe 'Fabrication', nhận 'STD 1 PAP RANGE'
EXP61053 | M111 | CW-ARRAY | EXP61153C-1 |  | 65-5295 | 65 | 76.1 | 1 | 5295 | STD 2 PAP RANGE | RG | BE | 150 | 40B | 5250 | 40B |  |  | BLACK |  | EE_Deluge_AS 1074_Black | 11596591 | FAIL: Mapping: End-1/End-2 = 'BE' cần FAB Pipe 'Fabrication', nhận 'STD 2 PAP RANGE'
EXP61053 | M111 | CW-ARRAY | EXP61153C-1 |  | 150-900 | 150 | 165.1 | 1 | 900 | STD ARRAY TEE | RG | RG | 150 | 65LR |  |  |  |  | BLACK |  | EE_Deluge_AS 1074_Black | 11596593 | FAIL: Mapping: End-1 & End-2 thuộc ['RG','TH'] cần FAB Pipe 'Groove_Thread', nhận 'STD ARRAY TEE'
EXP61053 | M111 | CW-ARRAY | EXP61153C-1 |  | 65-4730 | 65 | 76.1 | 1 | 4730 | STD 1 PAP RANGE | RG | BE | 4685 | 40B |  |  |  |  | BLACK |  | EE_Deluge_AS 1074_Black | 11596600 | FAIL: Mapping: End-1/End-2 = 'BE' cần FAB Pipe 'Fabrication', nhận 'STD 1 PAP RANGE'
EXP61053 | M111 | CW-ARRAY | EXP61153C-1 |  | 150-4190 | 150 | 165.1 | 1 | 4191.4 | Groove_Thread | RG | RG | [6 empty] | BLACK |  | EE_Deluge_AS 1074_Black | 11596609 | PASS
EXP61053 | M111 | CW-ARRAY | EXP61153C-2 |  | 65-5295 | 65 | 76.1 | 1 | 5295 | STD 2 PAP RANGE | RG | BE | 150 | 40B | 5250 | 40B |  |  | BLACK |  | EE_Deluge_AS 1074_Black | 11596622 | FAIL: Mapping: End-1/End-2 = 'BE' cần FAB Pipe 'Fabrication', nhận 'STD 2 PAP RANGE'
EXP61053 | M111 | CW-ARRAY | EXP61153C-2 |  | 150-230 | 150 | 165.1 | 1 | 228.9 | Groove_Thread | RG | RG | [6 empty] | BLACK |  | EE_Deluge_AS 1074_Black | 11596624 | PASS
EXP61053 | M111 | CW-ARRAY | EXP61153C-2 |  | 40-375 | 40 | 48.3 | 1 | 375 | Groove_Thread | TH | TH | [6 empty] | BLACK |  | EE_Deluge_AS 1074_Black | 11596628 | PASS
EXP61053 | M111 | CW-ARRAY | EXP61153C-2 |  | 40-375 | 40 | 48.3 | 1 | 375 | Groove_Thread | TH | TH | [6 empty] | BLACK |  | EE_Deluge_AS 1074_Black | 11596631 | PASS
EXP61053 | M111 | CW-ARRAY | EXP61153C-2 |  | 65-4730 | 65 | 76.1 | 1 | 4730 | STD 1 PAP RANGE | RG | BE | 4685 | 40B |  |  |  |  | BLACK |  | EE_Deluge_AS 1074_Black | 11596634 | FAIL: Mapping: End-1/End-2 = 'BE' cần FAB Pipe 'Fabrication', nhận 'STD 1 PAP RANGE'
EXP61053 | M111 | CW-ARRAY | EXP61153C-2 |  | 65-5295 | 65 | 76.1 | 1 | 5295 | STD 2 PAP RANGE | RG | BE | 150 | 40B | 5250 | 40B |  |  | BLACK |  | EE_Deluge_AS 1074_Black | 11596653 | FAIL: Mapping: End-1/End-2 = 'BE' cần FAB Pipe 'Fabrication', nhận 'STD 2 PAP RANGE'
EXP61053 | M111 | CW-ARRAY | EXP61153C-2 |  | 150-900 | 150 | 165.1 | 1 | 900 | STD ARRAY TEE | RG | RG | 150 | 65LR |  |  |  |  | BLACK |  | EE_Deluge_AS 1074_Black | 11596655 | FAIL: Mapping: End-1 & End-2 thuộc ['RG','TH'] cần FAB Pipe 'Groove_Thread', nhận 'STD ARRAY TEE'
EXP61053 | M111 | CW-ARRAY | EXP61153C-2 |  | 65-4730 | 65 | 76.1 | 1 | 4730 | STD 1 PAP RANGE | RG | BE | 4685 | 40B |  |  |  |  | BLACK |  | EE_Deluge_AS 1074_Black | 11596662 | FAIL: Mapping: End-1/End-2 = 'BE' cần FAB Pipe 'Fabrication', nhận 'STD 1 PAP RANGE'
EXP61053 | M111 | CW-DISTRIBUTION | EXP61153C |  | 150-4000 | 150 | 165.1 | 1 | 4000 | Groove_Thread | RG | RG | [6 empty] | BLACK |  | EE_Deluge_AS 1074_Black_Coupling 177N | 11596675 | PASS
EXP61053 | M111 | CW-DISTRIBUTION | EXP61153C |  | 150-4000 | 150 | 165.1 | 1 | 4000 | Groove_Thread | RG | RG | [6 empty] | BLACK |  | EE_Deluge_AS 1074_Black_Coupling 177N | 11596677 | PASS
EXP61053 | M111 | CW-DISTRIBUTION | EXP61153C |  | 150-3005 | 150 | 165.1 | 1 | 3006.9 | Groove_Thread | RG | RG | [6 empty] | BLACK |  | EE_Deluge_AS 1074_Black_Coupling 177N | 11596679 | PASS
EXP61053 | M111 | CW-ARRAY | EXP61153D-1 |  | 150-900 | 150 | 165.1 | 1 | 900 | STD ARRAY TEE | RG | RG | 150 | 65LR |  |  |  |  | BLACK |  | EE_Deluge_AS 1074_Black | 11596795 | FAIL: Mapping: End-1 & End-2 thuộc ['RG','TH'] cần FAB Pipe 'Groove_Thread', nhận 'STD ARRAY TEE'
EXP61053 | M111 | CW-ARRAY | EXP61153D-1 |  | 150-4190 | 150 | 165.1 | 1 | 4191.4 | Groove_Thread | RG | RG | [6 empty] | BLACK |  | EE_Deluge_AS 1074_Black | 11596802 | PASS
EXP61053 | M111 | CW-ARRAY | EXP61153D-2 |  | 65-5295 | 65 | 76.1 | 1 | 5295 | STD 2 PAP RANGE | RG | BE | 150 | 40B | 5255 | 40B |  |  | BLACK |  | EE_Deluge_AS 1074_Black | 11596814 | FAIL: Mapping: End-1/End-2 = 'BE' cần FAB Pipe 'Fabrication', nhận 'STD 2 PAP RANGE'
EXP61053 | M111 | CW-ARRAY | EXP61153D-2 |  | 40-375 | 40 | 48.3 | 1 | 377 | Groove_Thread | TH | TH | [6 empty] | BLACK |  | EE_Deluge_AS 1074_Black | 11596817 | PASS
EXP61053 | M111 | CW-ARRAY | EXP61153D-2 |  | 40-525 | 40 | 48.3 | 1 | 525.1 | Groove_Thread | TH | TH | [6 empty] | BLACK |  | EE_Deluge_AS 1074_Black | 11596819 | PASS
EXP61053 | M111 | CW-ARRAY | EXP61153D-2 |  | 65-4730 | 65 | 76.1 | 1 | 4730 | STD 1 PAP RANGE | RG | BE | 4685 | 40B |  |  |  |  | BLACK |  | EE_Deluge_AS 1074_Black | 11596825 | FAIL: Mapping: End-1/End-2 = 'BE' cần FAB Pipe 'Fabrication', nhận 'STD 1 PAP RANGE'
EXP61053 | M111 | CW-ARRAY | EXP61153D-2 |  | 65-5295 | 65 | 76.1 | 1 | 5295 | STD 2 PAP RANGE | RG | BE | 150 | 40B | 5250 | 40B |  |  | BLACK |  | EE_Deluge_AS 1074_Black | 11596844 | FAIL: Mapping: End-1/End-2 = 'BE' cần FAB Pipe 'Fabrication', nhận 'STD 2 PAP RANGE'
EXP61053 | M111 | CW-ARRAY | EXP61153D-2 |  | 150-900 | 150 | 165.1 | 1 | 900 | STD ARRAY TEE | RG | RG | 150 | 65LR |  |  |  |  | BLACK |  | EE_Deluge_AS 1074_Black | 11596846 | FAIL: Mapping: End-1 & End-2 thuộc ['RG','TH'] cần FAB Pipe 'Groove_Thread', nhận 'STD ARRAY TEE'
EXP61053 | M111 | CW-ARRAY | EXP61153D-2 |  | 65-4730 | 65 | 76.1 | 1 | 4730 | STD 1 PAP RANGE | RG | BE | 4685 | 40B |  |  |  |  | BLACK |  | EE_Deluge_AS 1074_Black | 11596853 | FAIL: Mapping: End-1/End-2 = 'BE' cần FAB Pipe 'Fabrication', nhận 'STD 1 PAP RANGE'
EXP61053 | M111 | CW-DISTRIBUTION | EXP61153D |  | 150-6500 | 150 | 165.1 | 1 | 6500 | Groove_Thread | RG | RG | [6 empty] | BLACK |  | EE_Deluge_AS 1074_Black_Coupling 177N | 11596864 | PASS
EXP61053 | M111 | CW-DISTRIBUTION | EXP61153D |  | 150-6500 | 150 | 165.1 | 1 | 6499.5 | Groove_Thread | RG | RG | [6 empty] | BLACK |  | EE_Deluge_AS 1074_Black_Coupling 177N | 11596866 | PASS
EXP61053 | M111 | CW-DISTRIBUTION | EXP61153A |  | 150-3000 | 150 | 165.1 | 1 | 3000 | Groove_Thread | RG | RG | [6 empty] | BLACK |  | EE_Deluge_AS 1074_Black_Coupling 177N | 11596929 | PASS
EXP61053 | M111 | CW-DISTRIBUTION | EXP61153A |  | 150-4000 | 150 | 165.1 | 1 | 4000 | Groove_Thread | RG | RG | [6 empty] | BLACK |  | EE_Deluge_AS 1074_Black_Coupling 177N | 11596931 | PASS
EXP61053 | M111 | CW-DISTRIBUTION | EXP61153A |  | 150-4000 | 150 | 165.1 | 1 | 4000 | Groove_Thread | RG | RG | [6 empty] | BLACK |  | EE_Deluge_AS 1074_Black_Coupling 177N | 11596933 | PASS
EXP61053 | M111 | CW-DISTRIBUTION | EXP61153A |  | 150-3015 | 150 | 165.1 | 1 | 3016.1 | Groove_Thread | RG | RG | [6 empty] | BLACK |  | EE_Deluge_AS 1074_Black_Coupling 177N | 11596935 | PASS
EXP61053 | M111 | CW-DISTRIBUTION | EXP61153A |  | 150-3000 | 150 | 165.1 | 1 | 3000 | Groove_Thread | RG | RG | [6 empty] | BLACK |  | EE_Deluge_AS 1074_Black_Coupling 177N | 11596947 | PASS
EXP61053 | M111 | CW-DISTRIBUTION | EXP61153A |  | 150-4000 | 150 | 165.1 | 1 | 4000 | Groove_Thread | RG | RG | [6 empty] | BLACK |  | EE_Deluge_AS 1074_Black_Coupling 177N | 11596949 | PASS
EXP61053 | M111 | CW-DISTRIBUTION | EXP61153A |  | 150-4000 | 150 | 165.1 | 1 | 4000 | Groove_Thread | RG | RG | [6 empty] | BLACK |  | EE_Deluge_AS 1074_Black_Coupling 177N | 11596951 | PASS
EXP61053 | M111 | CW-DISTRIBUTION | EXP61153A |  | 150-3000 | 150 | 165.1 | 1 | 2999.5 | Groove_Thread | RG | RG | [6 empty] | BLACK |  | EE_Deluge_AS 1074_Black_Coupling 177N | 11596965 | PASS
EXP61053 | M111 | CW-DISTRIBUTION | EXP61153A |  | 150-4000 | 150 | 165.1 | 1 | 4000 | Groove_Thread | RG | RG | [6 empty] | BLACK |  | EE_Deluge_AS 1074_Black_Coupling 177N | 11596967 | PASS
EXP61053 | M111 | CW-DISTRIBUTION | EXP61153A |  | 150-4000 | 150 | 165.1 | 1 | 4000 | Groove_Thread | RG | RG | [6 empty] | BLACK |  | EE_Deluge_AS 1074_Black_Coupling 177N | 11596969 | PASS
EXP61053 | M111 | CW-DISTRIBUTION | EXP61153B |  | 150-3505 | 150 | 165.1 | 1 | 3505.7 | Groove_Thread | RG | RG | [6 empty] | BLACK |  | EE_Deluge_AS 1074_Black_Coupling 177N | 11596989 | PASS
EXP61053 | M111 | CW-DISTRIBUTION | EXP61153B |  | 150-4000 | 150 | 165.1 | 1 | 4000 | Groove_Thread | RG | RG | [6 empty] | BLACK |  | EE_Deluge_AS 1074_Black_Coupling 177N | 11596991 | PASS
EXP61053 | M111 | CW-DISTRIBUTION | EXP61153B |  | 150-4000 | 150 | 165.1 | 1 | 4000 | Groove_Thread | RG | RG | [6 empty] | BLACK |  | EE_Deluge_AS 1074_Black_Coupling 177N | 11596993 | PASS
EXP61053 | M111 | CW-DISTRIBUTION | EXP61153B |  | 150-3490 | 150 | 165.1 | 1 | 3488.1 | Groove_Thread | RG | RG | [6 empty] | BLACK |  | EE_Deluge_AS 1074_Black_Coupling 177N | 11597009 | PASS
EXP61053 | M111 | CW-DISTRIBUTION | EXP61153B |  | 150-4000 | 150 | 165.1 | 1 | 4000 | Groove_Thread | RG | RG | [6 empty] | BLACK |  | EE_Deluge_AS 1074_Black_Coupling 177N | 11597011 | PASS
EXP61053 | M111 | CW-DISTRIBUTION | EXP61153B |  | 150-4000 | 150 | 165.1 | 1 | 4000 | Groove_Thread | RG | RG | [6 empty] | BLACK |  | EE_Deluge_AS 1074_Black_Coupling 177N | 11597013 | PASS
EXP61053 | M111 | CW-DISTRIBUTION | EXP61153C |  | 150-3495 | 150 | 165.1 | 1 | 3493.8 | Groove_Thread | RG | RG | [6 empty] | BLACK |  | EE_Deluge_AS 1074_Black_Coupling 177N | 11597043 | PASS
EXP61053 | M111 | CW-DISTRIBUTION | EXP61153C |  | 150-4000 | 150 | 165.1 | 1 | 4000 | Groove_Thread | RG | RG | [6 empty] | BLACK |  | EE_Deluge_AS 1074_Black_Coupling 177N | 11597045 | PASS
EXP61053 | M111 | CW-DISTRIBUTION | EXP61153C |  | 150-4000 | 150 | 165.1 | 1 | 4000 | Groove_Thread | RG | RG | [6 empty] | BLACK |  | EE_Deluge_AS 1074_Black_Coupling 177N | 11597047 | PASS
EXP61053 | M111 | CW-DISTRIBUTION | EXP61153C |  | 150-3000 | 150 | 165.1 | 1 | 3001.3 | Groove_Thread | RG | RG | [6 empty] | BLACK |  | EE_Deluge_AS 1074_Black_Coupling 177N | 11597049 | PASS
EXP61053 | M111 | CW-DISTRIBUTION | EXP61153B |  | 150-3010 | 150 | 165.1 | 1 | 3009.1 | Groove_Thread | RG | RG | [6 empty] | BLACK |  | EE_Deluge_AS 1074_Black_Coupling 177N | 11597073 | PASS
EXP61053 | M111 | CW-DISTRIBUTION | EXP61153A |  | 150-3000 | 150 | 165.1 | 1 | 3002.3 | Groove_Thread | RG | RG | [6 empty] | BLACK |  | EE_Deluge_AS 1074_Black_Coupling 177N | 11597079 | PASS
EXP61053 | M111 | CW-DISTRIBUTION | EXP61153B |  | 150-4000 | 150 | 165.1 | 1 | 4000 | Groove_Thread | RG | RG | [6 empty] | BLACK |  | EE_Deluge_AS 1074_Black_Coupling 177N | 11597085 | PASS
EXP61053 | M111 | CW-DISTRIBUTION | EXP61153C |  | 150-4000 | 150 | 165.1 | 1 | 4000 | Groove_Thread | RG | RG | [6 empty] | BLACK |  | EE_Deluge_AS 1074_Black_Coupling 177N | 11597091 | PASS
EXP61053 | M111 | CW-DISTRIBUTION | EXP61153B |  | 150-3005 | 150 | 165.1 | 1 | 3007.3 | Groove_Thread | RG | RG | [6 empty] | BLACK |  | EE_Deluge_AS 1074_Black_Coupling 177N | 11597101 | PASS
EXP61053 | M111 | CW-DISTRIBUTION | EXP61153B |  | 150-4000 | 150 | 165.1 | 1 | 4000 | Groove_Thread | RG | RG | [6 empty] | BLACK |  | EE_Deluge_AS 1074_Black_Coupling 177N | 11597105 | PASS
EXP61053 | M111 | CW-DISTRIBUTION | EXP61153C |  | 150-4000 | 150 | 165.1 | 1 | 4000 | Groove_Thread | RG | RG | [6 empty] | BLACK |  | EE_Deluge_AS 1074_Black_Coupling 177N | 11597109 | PASS
EXP61053 | M111 | CW-DISTRIBUTION | EXP61153C |  | 150-3505 | 150 | 165.1 | 1 | 3504.8 | Groove_Thread | RG | RG | [6 empty] | BLACK |  | EE_Deluge_AS 1074_Black_Coupling 177N | 11597113 | PASS
EXP61053 | M111 | CW-DISTRIBUTION | EXP61153A |  | 150-4000 | 150 | 165.1 | 1 | 4000 | Groove_Thread | RG | RG | [6 empty] | BLACK |  | EE_Deluge_AS 1074_Black_Coupling 177N | 11597115 | PASS
EXP61053 | M111 | CW-DISTRIBUTION | EXP61153B |  | 150-4000 | 150 | 165.1 | 1 | 4000 | Groove_Thread | RG | RG | [6 empty] | BLACK |  | EE_Deluge_AS 1074_Black_Coupling 177N | 11597121 | PASS
EXP61053 | M111 | CW-DISTRIBUTION | EXP61153A |  | 150-3010 | 150 | 165.1 | 1 | 3009.1 | Groove_Thread | RG | RG | [6 empty] | BLACK |  | EE_Deluge_AS 1074_Black_Coupling 177N | 11597131 | PASS
EXP61053 | M111 | CW-DISTRIBUTION | EXP61153A |  | 150-4000 | 150 | 165.1 | 1 | 4000 | Groove_Thread | RG | RG | [6 empty] | BLACK |  | EE_Deluge_AS 1074_Black_Coupling 177N | 11597135 | PASS
EXP61053 | M111 | CW-DISTRIBUTION | EXP61153B |  | 150-4000 | 150 | 165.1 | 1 | 4000 | Groove_Thread | RG | RG | [6 empty] | BLACK |  | EE_Deluge_AS 1074_Black_Coupling 177N | 11597139 | PASS
EXP61053 | M111 | CW-DISTRIBUTION | EXP61153A |  | 150-4000 | 150 | 165.1 | 1 | 4000 | Groove_Thread | RG | RG | [6 empty] | BLACK |  | EE_Deluge_AS 1074_Black_Coupling 177N | 11597149 | PASS
EXP61053 | M111 | CW-DISTRIBUTION | EXP61153B |  | 150-4000 | 150 | 165.1 | 1 | 4000 | Groove_Thread | RG | RG | [6 empty] | BLACK |  | EE_Deluge_AS 1074_Black_Coupling 177N | 11597153 | PASS
EXP61053 | M111 | CW-DISTRIBUTION | EXP61153A |  | 150-2990 | 150 | 165.1 | 1 | 2991.1 | Groove_Thread | RG | RG | [6 empty] | BLACK |  | EE_Deluge_AS 1074_Black_Coupling 177N | 11597162 | PASS
EXP61053 | M111 | CW-DISTRIBUTION | EXP61153A |  | 150-1640 | 150 | 165.1 | 1 | 1639 | Groove_Thread | RG | RG | [6 empty] | BLACK |  | EE_Deluge_AS 1074_Black_Coupling 177N | 11597179 | PASS
EXP61053 | M111 | CW-ARRAY | EXP61153D-2 |  | 150-4190 | 150 | 165.1 | 1 | 4191.4 | Groove_Thread | RG | RG | [6 empty] | BLACK |  | EE_Deluge_AS 1074_Black | 11597256 | PASS
EXP61053 | M111 | CW-ARRAY | EXP61153D-1 |  | 150-900 | 150 | 165.1 | 1 | 900 | STD ARRAY TEE | RG | RG | 150 | 65LR |  |  |  |  | BLACK |  | EE_Deluge_AS 1074_Black | 11597272 | FAIL: Mapping: End-1 & End-2 thuộc ['RG','TH'] cần FAB Pipe 'Groove_Thread', nhận 'STD ARRAY TEE'
EXP61053 | M111 | CW-ARRAY | EXP61153A-1 |  | 150-235 | 150 | 165.1 | 1 | 237.1 | Groove_Thread | RG | RG | [6 empty] | BLACK |  | EE_Deluge_AS 1074_Black | 11597292 | PASS
EXP61053 | M111 | CW-ARRAY | EXP61153A-1 |  | 150-900 | 150 | 165.1 | 1 | 900 | STD ARRAY TEE | RG | RG | 150 | 65LR |  |  |  |  | BLACK |  | EE_Deluge_AS 1074_Black | 11597296 | FAIL: Mapping: End-1 & End-2 thuộc ['RG','TH'] cần FAB Pipe 'Groove_Thread', nhận 'STD ARRAY TEE'
EXP61053 | M111 | CW-ARRAY | EXP61153A-2 |  | 150-900 | 150 | 165.1 | 1 | 900 | STD ARRAY TEE | RG | RG | 150 | 65LR |  |  |  |  | BLACK |  | EE_Deluge_AS 1074_Black | 11597302 | FAIL: Mapping: End-1 & End-2 thuộc ['RG','TH'] cần FAB Pipe 'Groove_Thread', nhận 'STD ARRAY TEE'
EXP61053 | M111 | CW-ARRAY | EXP61153A-2 |  | 150-3590 | 150 | 165.1 | 1 | 3591.4 | Groove_Thread | RG | RG | [6 empty] | BLACK |  | EE_Deluge_AS 1074_Black | 11597306 | PASS
EXP61053 | M111 | CW-ARRAY | EXP61153B-2 |  | 150-900 | 150 | 165.1 | 1 | 900 | STD ARRAY TEE | RG | RG | 150 | 65LR |  |  |  |  | BLACK |  | EE_Deluge_AS 1074_Black | 11597320 | FAIL: Mapping: End-1 & End-2 thuộc ['RG','TH'] cần FAB Pipe 'Groove_Thread', nhận 'STD ARRAY TEE'
EXP61053 | M111 | CW-ARRAY | EXP61153B-2 |  | 150-3590 | 150 | 165.1 | 1 | 3591.4 | Groove_Thread | RG | RG | [6 empty] | BLACK |  | EE_Deluge_AS 1074_Black | 11597324 | PASS
EXP61053 | M111 | CW-ARRAY | EXP61153C-1 |  | 150-900 | 150 | 165.1 | 1 | 900 | STD ARRAY TEE | RG | RG | 150 | 65LR |  |  |  |  | BLACK |  | EE_Deluge_AS 1074_Black | 11597328 | FAIL: Mapping: End-1 & End-2 thuộc ['RG','TH'] cần FAB Pipe 'Groove_Thread', nhận 'STD ARRAY TEE'
EXP61053 | M111 | CW-ARRAY | EXP61153C-1 |  | 150-225 | 150 | 165.1 | 1 | 227.4 | Groove_Thread | RG | RG | [6 empty] | BLACK |  | EE_Deluge_AS 1074_Black | 11597332 | PASS
EXP61053 | M111 | CW-ARRAY | EXP61153C-2 |  | 150-4190 | 150 | 165.1 | 1 | 4191.4 | Groove_Thread | RG | RG | [6 empty] | BLACK |  | EE_Deluge_AS 1074_Black | 11597338 | PASS
EXP61053 | M111 | CW-ARRAY | EXP61153C-2 |  | 150-900 | 150 | 165.1 | 1 | 900 | STD ARRAY TEE | RG | RG | 150 | 65LR |  |  |  |  | BLACK |  | EE_Deluge_AS 1074_Black | 11597342 | FAIL: Mapping: End-1 & End-2 thuộc ['RG','TH'] cần FAB Pipe 'Groove_Thread', nhận 'STD ARRAY TEE'
EXP61053 | M111 | CW-ARRAY | EXP61153D-2 |  | 150-900 | 150 | 165.1 | 1 | 900 | STD ARRAY TEE | RG | RG | 150 | 65LR |  |  |  |  | BLACK |  | EE_Deluge_AS 1074_Black | 11597348 | FAIL: Mapping: End-1 & End-2 thuộc ['RG','TH'] cần FAB Pipe 'Groove_Thread', nhận 'STD ARRAY TEE'
EXP61053 | M111 | CW-ARRAY | EXP61153D-2 |  | 150-530 | 150 | 165.1 | 1 | 528.7 | Groove_Thread | RG | RG | [6 empty] | BLACK |  | EE_Deluge_AS 1074_Black | 11597352 | PASS
EXP61053 | M111 | CW-ARRAY | EXP61153D-1 |  | 65-5295 | 65 | 76.1 | 1 | 5295 | STD 2 PAP RANGE | RG | BE | 150 | 40B | 5250 | 40B |  |  | BLACK |  | EE_Deluge_AS 1074_Black | 11597373 | FAIL: Mapping: End-1/End-2 = 'BE' cần FAB Pipe 'Fabrication', nhận 'STD 2 PAP RANGE'
EXP61053 | M111 | CW-ARRAY | EXP61153D-1 |  | 40-180 | 40 | 48.3 | 1 | 177.6 | Groove_Thread | TH | TH | [6 empty] | BLACK |  | EE_Deluge_AS 1074_Black | 11597375 | PASS
EXP61053 | M111 | CW-ARRAY | EXP61153D-1 |  | 65-5095 | 65 | 76.1 | 1 | 5096.9 | Groove_Thread | RG | RG | 150 | 40B |  |  |  |  | BLACK |  | EE_Deluge_AS 1074_Black | 11597377 | PASS
EXP61053 | M111 | CW-ARRAY | EXP61153D-1 |  | 65-5295 | 65 | 76.1 | 1 | 5295 | STD 2 PAP RANGE | RG | BE | 150 | 40B | 5250 | 40B |  |  | BLACK |  | EE_Deluge_AS 1074_Black | 11597398 | FAIL: Mapping: End-1/End-2 = 'BE' cần FAB Pipe 'Fabrication', nhận 'STD 2 PAP RANGE'
EXP61053 | M111 | CW-ARRAY | EXP61153D-1 |  | 65-5095 | 65 | 76.1 | 1 | 5096.9 | Groove_Thread | RG | RG | 150 | 40B |  |  |  |  | BLACK |  | EE_Deluge_AS 1074_Black | 11597400 | PASS
EXP61053 | M111 | CW-ARRAY | EXP61153D-1 |  | 65-1595 | 65 | 76.1 | 1 | 1596.9 | Groove_Thread | RG | RG | [6 empty] | BLACK |  | EE_Deluge_AS 1074_Black | 11597443 | PASS
EXP61053 | M111 | CW-ARRAY | EXP61153D-1 |  | 65-1595 | 65 | 76.1 | 1 | 1596.9 | Groove_Thread | RG | RG | [6 empty] | BLACK |  | EE_Deluge_AS 1074_Black | 11597445 | PASS
EXP61053 | M111 | CW-DISTRIBUTION | EXP61153D |  | 150-6500 | 150 | 165.1 | 1 | 6500 | Groove_Thread | RG | RG | [6 empty] | BLACK |  | EE_Deluge_AS 1074_Black_Coupling 177N | 11597455 | PASS
EXP61053 | M111 | CW-ARRAY | EXP61153D-1 |  | 150-275 | 150 | 165.1 | 1 | 273.3 | Groove_Thread | RG | RG | [6 empty] | BLACK |  | EE_Deluge_AS 1074_Black | 11597471 | PASS
EXP61053 | M111 | CW-ARRAY | EXP61153D-1 |  | 40-180 | 40 | 48.3 | 1 | 177.6 | Groove_Thread | TH | TH | [6 empty] | BLACK |  | EE_Deluge_AS 1074_Black | 11597474 | PASS
EXP61053 | M111 | CW-ARRAY | EXP61153D-1 |  | 40-180 | 40 | 48.3 | 1 | 177.6 | Groove_Thread | TH | TH | [6 empty] | BLACK |  | EE_Deluge_AS 1074_Black | 11597479 | PASS
EXP61053 | M111 | CW-DISTRIBUTION | EXP61153A |  | 150-4000 | 150 | 165.1 | 1 | 3999.9 | Groove_Thread | RG | RG | [6 empty] | BLACK |  | EE_Deluge_AS 1074_Black_Coupling 177N | 11631361 | PASS
EXP61053 | M111 | CW-DISTRIBUTION | EXP61153A |  | 150-710 | 150 | 165.1 | 1 | 708.1 | Groove_Thread | RG | RG | [6 empty] | BLACK |  | EE_Deluge_AS 1074_Black_Coupling 177N | 11631365 | PASS
EXP61053 | M111 | CW-DISTRIBUTION | EXP61153A |  | 150-1015 | 150 | 165.1 | 1 | 1015.3 | Groove_Thread | RG | RG | [6 empty] | BLACK |  | EE_Deluge_AS 1074_Black_Coupling 177N | 11631437 | PASS
EXP61053 | M111 | CW-DISTRIBUTION | EXP61153A |  | 150-1320 | 150 | 165.1 | 1 | 1322.3 | Groove_Thread | RG | RG | [6 empty] | BLACK |  | EE_Deluge_AS 1074_Black_Coupling 177N | 11631449 | PASS
EXP61053 | M111 | CW-ARRAY | EXP61153B-1 |  | 65-5295 | 65 | 76.1 | 1 | 5295 | STD 2 PAP RANGE | RG | BE | 150 | 40B | 5250 | 40B |  |  | BLACK |  | EE_Deluge_AS 1074_Black | 11670688 | FAIL: Mapping: End-1/End-2 = 'BE' cần FAB Pipe 'Fabrication', nhận 'STD 2 PAP RANGE'
EXP61053 | M111 | CW-ARRAY | EXP61153B-1 |  | 40-375 | 40 | 48.3 | 1 | 377 | Groove_Thread | TH | TH | [6 empty] | BLACK |  | EE_Deluge_AS 1074_Black | 11670691 | PASS
EXP61053 | M111 | CW-ARRAY | EXP61153B-1 |  | 40-375 | 40 | 48.3 | 1 | 375 | Groove_Thread | TH | TH | [6 empty] | BLACK |  | EE_Deluge_AS 1074_Black | 11670693 | PASS
EXP61053 | M111 | CW-ARRAY | EXP61153B-1 |  | 40-375 | 40 | 48.3 | 1 | 375 | Groove_Thread | TH | TH | [6 empty] | BLACK |  | EE_Deluge_AS 1074_Black | 11670696 | PASS
EXP61053 | M111 | CW-ARRAY | EXP61153B-1 |  | 65-4730 | 65 | 76.1 | 1 | 4730 | STD 1 PAP RANGE | RG | BE | 4685 | 40B |  |  |  |  | BLACK |  | EE_Deluge_AS 1074_Black | 11670699 | FAIL: Mapping: End-1/End-2 = 'BE' cần FAB Pipe 'Fabrication', nhận 'STD 1 PAP RANGE'
EXP61053 | M111 | CW-ARRAY | EXP61153B-1 |  | 65-5295 | 65 | 76.1 | 1 | 5295 | STD 2 PAP RANGE | RG | BE | 150 | 40B | 5250 | 40B |  |  | BLACK |  | EE_Deluge_AS 1074_Black | 11670718 | FAIL: Mapping: End-1/End-2 = 'BE' cần FAB Pipe 'Fabrication', nhận 'STD 2 PAP RANGE'
EXP61053 | M111 | CW-ARRAY | EXP61153B-1 |  | 150-900 | 150 | 165.1 | 1 | 900 | STD ARRAY TEE | RG | RG | 150 | 65LR |  |  |  |  | BLACK |  | EE_Deluge_AS 1074_Black | 11670720 | FAIL: Mapping: End-1 & End-2 thuộc ['RG','TH'] cần FAB Pipe 'Groove_Thread', nhận 'STD ARRAY TEE'
EXP61053 | M111 | CW-ARRAY | EXP61153B-1 |  | 65-4730 | 65 | 76.1 | 1 | 4730 | STD 1 PAP RANGE | RG | BE | 4685 | 40B |  |  |  |  | BLACK |  | EE_Deluge_AS 1074_Black | 11670727 | FAIL: Mapping: End-1/End-2 = 'BE' cần FAB Pipe 'Fabrication', nhận 'STD 1 PAP RANGE'
EXP61053 | M111 | CW-ARRAY | EXP61153B-1 |  | 150-3590 | 150 | 165.1 | 1 | 3591.4 | Groove_Thread | RG | RG | [6 empty] | BLACK |  | EE_Deluge_AS 1074_Black | 11670736 | PASS
EXP61053 | M111 | CW-ARRAY | EXP61153B-1 |  | 150-900 | 150 | 165.1 | 1 | 900 | STD ARRAY TEE | RG | RG | 150 | 65LR |  |  |  |  | BLACK |  | EE_Deluge_AS 1074_Black | 11670794 | FAIL: Mapping: End-1 & End-2 thuộc ['RG','TH'] cần FAB Pipe 'Groove_Thread', nhận 'STD ARRAY TEE'
EXP61053 | M111 | CW-ARRAY | EXP61153B-1 |  | 150-525 | 150 | 165.1 | 1 | 525.4 | Groove_Thread | RG | RG | [6 empty] | BLACK |  | EE_Deluge_AS 1074_Black | 11670798 | PASS
EXP61053 | M111 | CW-DISTRIBUTION | EXP61153B |  | 150-3515 | 150 | 165.1 | 1 | 3513.6 | Groove_Thread | RG | RG | [6 empty] | BLACK |  | EE_Deluge_AS 1074_Black_Coupling 177N | 11670820 | PASS
EXP61053 | M111 | CW-DISTRIBUTION | EXP61153B |  | 150-3015 | 150 | 165.1 | 1 | 3015.2 | Groove_Thread | RG | RG | [6 empty] | BLACK |  | EE_Deluge_AS 1074_Black_Coupling 177N | 11678627 | PASS
EXP61053 | M111 | CW-DISTRIBUTION | EXP61153D |  | 150-2315 | 150 | 165.1 | 1 | 2315.2 | Groove_Thread | RG | RG | [6 empty] | BLACK |  | EE_Deluge_AS 1074_Black_Coupling 177N | 11725888 | PASS
EXP61053 | M111 | CW-DISTRIBUTION | EXP61153D |  | 150-2200 | 150 | 165.1 | 1 | 2200.2 | Groove_Thread | RG | RG | [6 empty] | BLACK |  | EE_Deluge_AS 1074_Black_Coupling 177N | 11727624 | PASS
EXP61053 | M110 | CP-EXTERNAL | EXP61053 |  | 150-985 | 150 | 165.1 | 1 | 983.4 | Groove_Thread | RG | RG | [6 empty] | BLACK |  | EE_Deluge_AS 1074_Black_Coupling 177N | 12362609 | PASS
EXP61053 | M110 | CP-EXTERNAL | EXP61053 |  | 150-985 | 150 | 165.1 | 1 | 983.4 | Groove_Thread | RG | RG | [6 empty] | BLACK |  | EE_Deluge_AS 1074_Black_Coupling 177N | 12362636 | PASS
EXP61053 | M110-M111 | CP-INTERNAL | EXP61053 |  | 150-960 | 150 | 165.1 | 1 | 959 | Groove_Thread | RG | RG | [6 empty] | GAL |  | EE_Deluge_AS 1074_Gal | 12362675 | PASS
EXP61053 | M110 | CP-EXTERNAL | EXP61053 |  | 150-985 | 150 | 165.1 | 1 | 983.4 | Groove_Thread | RG | RG | [6 empty] | BLACK |  | EE_Deluge_AS 1074_Black_Coupling 177N | 12362708 | PASS
EXP61053 | M111 | CP-EXTERNAL | EXP61153 |  | 150-1235 | 150 | 165.1 | 1 | 1234.9 | Groove_Thread | RG | RG | [6 empty] | BLACK |  | EE_Deluge_AS 1074_Black_Coupling 177N | 12362988 | PASS
EXP61053 | M111 | CP-EXTERNAL | EXP61153 |  | 150-1235 | 150 | 165.1 | 1 | 1234.9 | Groove_Thread | RG | RG | [6 empty] | BLACK |  | EE_Deluge_AS 1074_Black_Coupling 177N | 12363009 | PASS
EXP61053 | M110-M111 | CP-INTERNAL | EXP61053 |  | 150-955 | 150 | 165.1 | 1 | 957 | Groove_Thread | RG | RG | [6 empty] | GAL |  | EE_Deluge_AS 1074_Gal | 12363027 | PASS
EXP61053 | M111 | CP-EXTERNAL | EXP61153 |  | 150-1235 | 150 | 165.1 | 1 | 1234.9 | Groove_Thread | RG | RG | [6 empty] | BLACK |  | EE_Deluge_AS 1074_Black_Coupling 177N | 12363051 | PASS
EXP61053 | M111 | CW-ARRAY | EXP61153D-2 |  | 40-530 | 40 | 48.3 | 1 | 532.3 | Groove_Thread | TH | TH | [6 empty] | BLACK |  | EE_Deluge_AS 1074_Black | 12376562 | PASS
EXP61053 | M111 | CW-ARRAY | EXP61153C-2 |  | 40-375 | 40 | 48.3 | 1 | 375 | Groove_Thread | TH | TH | [6 empty] | BLACK |  | EE_Deluge_AS 1074_Black | 12394842 | PASS
EXP61053 | M111 | CW-ARRAY | EXP61153D-2 |  | 40-175 | 40 | 48.3 | 1 | 177 | Groove_Thread | TH | TH | [6 empty] | BLACK |  | EE_Deluge_AS 1074_Black | 12394910 | PASS
EXP61053 | M110 | CW-ARRAY | EXP61053D-2 |  | 40-325 | 40 | 48.3 | 1 | 325 | Groove_Thread | TH | TH | [6 empty] | BLACK |  | EE_Deluge_AS 1074_Black | 12395111 | PASS
EXP61053 | M110 | CW-ARRAY | EXP61053D-2 |  | 40-325 | 40 | 48.3 | 1 | 325 | Groove_Thread | TH | TH | [6 empty] | BLACK |  | EE_Deluge_AS 1074_Black | 12395131 | PASS
EXP61053 | M110 | CW-ARRAY | EXP61053D-2 |  | 40-325 | 40 | 48.3 | 1 | 325 | Groove_Thread | TH | TH | [6 empty] | BLACK |  | EE_Deluge_AS 1074_Black | 12395147 | PASS
EXP61053 | M110 | CP-EXTERNAL | EXP61053 |  | 150-985 | 150 | 165.1 | 1 | 983.3 | Groove_Thread | RG | RG | [6 empty] | BLACK |  | EE_Deluge_AS 1074_Black_Coupling 177N | 12655875 | PASS
EXP61053 | M111 | CP-EXTERNAL | EXP61153 |  | 150-1235 | 150 | 165.1 | 1 | 1234.9 | Groove_Thread | RG | RG | [6 empty] | BLACK |  | EE_Deluge_AS 1074_Black_Coupling 177N | 12656218 | PASS
EXP61053 | M111 | CP-EXTERNAL | EXP61153 |  | 150-440 | 150 | 165.1 | 1 | 439.3 | Groove_Thread | RG | RG | [6 empty] | BLACK |  | EE_Deluge_AS 1074_Black_Coupling 177N | 12656380 | PASS
EXP61053 | M111 | CP-EXTERNAL | EXP61153 |  | 150-440 | 150 | 165.1 | 1 | 439.3 | Groove_Thread | RG | RG | [6 empty] | BLACK |  | EE_Deluge_AS 1074_Black_Coupling 177N | 12656395 | PASS
EXP61053 | M111 | CP-EXTERNAL | EXP61153 |  | 150-440 | 150 | 165.1 | 1 | 438.1 | Groove_Thread | RG | RG | [6 empty] | BLACK |  | EE_Deluge_AS 1074_Black_Coupling 177N | 12656412 | PASS
EXP61053 | M111 | CP-EXTERNAL | EXP61153 |  | 150-440 | 150 | 165.1 | 1 | 439.3 | Groove_Thread | RG | RG | [6 empty] | BLACK |  | EE_Deluge_AS 1074_Black_Coupling 177N | 12656419 | PASS
EXP61053 | M110 | CW-DISTRIBUTION | EXP61053A |  | 150-4000 | 150 | 165.1 | 1 | 4000.1 | Groove_Thread | RG | RG | [6 empty] | BLACK |  | EE_Deluge_AS 1074_Black_Coupling 177N | 14092481 | PASS
EXP61053 | M110 | CW-DISTRIBUTION | EXP61053A |  | 150-4000 | 150 | 165.1 | 1 | 4000.1 | Groove_Thread | RG | RG | [6 empty] | BLACK |  | EE_Deluge_AS 1074_Black_Coupling 177N | 14092494 | PASS
EXP61053 | M110 | CW-DISTRIBUTION | EXP61053A |  | 150-4000 | 150 | 165.1 | 1 | 4000.1 | Groove_Thread | RG | RG | [6 empty] | BLACK |  | EE_Deluge_AS 1074_Black_Coupling 177N | 14092507 | PASS
EXP61053 | M110 | CW-DISTRIBUTION | EXP61053B |  | 150-4000 | 150 | 165.1 | 1 | 4000 | Groove_Thread | RG | RG | [6 empty] | BLACK |  | EE_Deluge_AS 1074_Black_Coupling 177N | 14093094 | PASS
EXP61053 | M110 | CW-DISTRIBUTION | EXP61053B |  | 150-4000 | 150 | 165.1 | 1 | 4000 | Groove_Thread | RG | RG | [6 empty] | BLACK |  | EE_Deluge_AS 1074_Black_Coupling 177N | 14093331 | PASS
EXP61053 | M110 | CW-DISTRIBUTION | EXP61053B |  | 150-4000 | 150 | 165.1 | 1 | 4000 | Groove_Thread | RG | RG | [6 empty] | BLACK |  | EE_Deluge_AS 1074_Black_Coupling 177N | 14093345 | PASS
EXP61053 | M110 | CW-DISTRIBUTION | EXP61053B |  | 150-280 | 150 | 165.1 | 1 | 279.4 | Groove_Thread | RG | RG | [6 empty] | BLACK |  | EE_Deluge_AS 1074_Black_Coupling 177N | 14093814 | PASS
EXP61053 | M110 | CW-DISTRIBUTION | EXP61053B |  | 150-280 | 150 | 165.1 | 1 | 279.4 | Groove_Thread | RG | RG | [6 empty] | BLACK |  | EE_Deluge_AS 1074_Black_Coupling 177N | 14093852 | PASS
EXP61053 | M110 | CW-DISTRIBUTION | EXP61053B |  | 150-4000 | 150 | 165.1 | 1 | 4000 | Groove_Thread | RG | RG | [6 empty] | BLACK |  | EE_Deluge_AS 1074_Black_Coupling 177N | 14094047 | PASS
EXP61053 | M110 | CW-DISTRIBUTION | EXP61053B |  | 150-4000 | 150 | 165.1 | 1 | 4000 | Groove_Thread | RG | RG | [6 empty] | BLACK |  | EE_Deluge_AS 1074_Black_Coupling 177N | 14094061 | PASS
EXP61053 | M110 | CW-DISTRIBUTION | EXP61053C |  | 150-4000 | 150 | 165.1 | 1 | 4000 | Groove_Thread | RG | RG | [6 empty] | BLACK |  | EE_Deluge_AS 1074_Black_Coupling 177N | 14094355 | PASS
EXP61053 | M110 | CW-DISTRIBUTION | EXP61053C |  | 150-4000 | 150 | 165.1 | 1 | 4000 | Groove_Thread | RG | RG | [6 empty] | BLACK |  | EE_Deluge_AS 1074_Black_Coupling 177N | 14094427 | PASS
EXP61053 | M110 | CW-DISTRIBUTION | EXP61053C |  | 150-6500 | 150 | 165.1 | 1 | 6500 | Groove_Thread | RG | RG | [6 empty] | BLACK |  | EE_Deluge_AS 1074_Black_Coupling 177N | 14094693 | PASS
EXP61053 | M111 | CW-DISTRIBUTION | EXP61153A |  | 150-4000 | 150 | 165.1 | 1 | 4000 | Groove_Thread | RG | RG | [6 empty] | BLACK |  | EE_Deluge_AS 1074_Black_Coupling 177N | 14094989 | PASS
EXP61053 | M111 | CW-DISTRIBUTION | EXP61153A |  | 150-4000 | 150 | 165.1 | 1 | 4000 | Groove_Thread | RG | RG | [6 empty] | BLACK |  | EE_Deluge_AS 1074_Black_Coupling 177N | 14095001 | PASS
EXP61053 | M111 | CW-DISTRIBUTION | EXP61153A |  | 150-4000 | 150 | 165.1 | 1 | 4000 | Groove_Thread | RG | RG | [6 empty] | BLACK |  | EE_Deluge_AS 1074_Black_Coupling 177N | 14095013 | PASS
EXP61053 | M111 | CW-DISTRIBUTION | EXP61153A |  | 150-280 | 150 | 165.1 | 1 | 279.4 | Groove_Thread | RG | RG | [6 empty] | BLACK |  | EE_Deluge_AS 1074_Black_Coupling 177N | 14095421 | PASS
EXP61053 | M111 | CW-DISTRIBUTION | EXP61153A |  | 150-280 | 150 | 165.1 | 1 | 279.4 | Groove_Thread | RG | RG | [6 empty] | BLACK |  | EE_Deluge_AS 1074_Black_Coupling 177N | 14095454 | PASS
EXP61053 | M111 | CW-DISTRIBUTION | EXP61153A |  | 150-280 | 150 | 165.1 | 1 | 279.8 | Groove_Thread | RG | RG | [6 empty] | BLACK |  | EE_Deluge_AS 1074_Black_Coupling 177N | 14095461 | PASS
EXP61053 | M111 | CW-DISTRIBUTION | EXP61153A |  | 150-490 | 150 | 165.1 | 1 | 491.9 | Groove_Thread | RG | RG | [6 empty] | BLACK |  | EE_Deluge_AS 1074_Black_Coupling 177N | 14095831 | PASS
EXP61053 | M111 | CW-DISTRIBUTION | EXP61153A |  | 150-790 | 150 | 165.1 | 1 | 791.8 | Groove_Thread | RG | RG | [6 empty] | BLACK |  | EE_Deluge_AS 1074_Black_Coupling 177N | 14095935 | PASS
EXP61053 | M111 | CW-DISTRIBUTION | EXP61153A |  | 150-1105 | 150 | 165.1 | 1 | 1103.2 | Groove_Thread | RG | RG | [6 empty] | BLACK |  | EE_Deluge_AS 1074_Black_Coupling 177N | 14095941 | PASS
EXP61053 | M111 | CW-DISTRIBUTION | EXP61153A |  | 150-1410 | 150 | 165.1 | 1 | 1409.7 | Groove_Thread | RG | RG | [6 empty] | BLACK |  | EE_Deluge_AS 1074_Black_Coupling 177N | 14095999 | PASS
EXP61053 | M111 | CW-DISTRIBUTION | EXP61153A |  | 150-4000 | 150 | 165.1 | 1 | 4000 | Groove_Thread | RG | RG | [6 empty] | BLACK |  | EE_Deluge_AS 1074_Black_Coupling 177N | 14096223 | PASS
EXP61053 | M111 | CW-DISTRIBUTION | EXP61153A |  | 150-4000 | 150 | 165.1 | 1 | 4000 | Groove_Thread | RG | RG | [6 empty] | BLACK |  | EE_Deluge_AS 1074_Black_Coupling 177N | 14096235 | PASS
EXP61053 | M111 | CW-DISTRIBUTION | EXP61153A |  | 150-4000 | 150 | 165.1 | 1 | 4000 | Groove_Thread | RG | RG | [6 empty] | BLACK |  | EE_Deluge_AS 1074_Black_Coupling 177N | 14096247 | PASS
EXP61053 | M111 | CW-DISTRIBUTION | EXP61153B |  | 150-4000 | 150 | 165.1 | 1 | 4000 | Groove_Thread | RG | RG | [6 empty] | BLACK |  | EE_Deluge_AS 1074_Black_Coupling 177N | 14098149 | PASS
EXP61053 | M111 | CW-DISTRIBUTION | EXP61153B |  | 150-4000 | 150 | 165.1 | 1 | 4000 | Groove_Thread | RG | RG | [6 empty] | BLACK |  | EE_Deluge_AS 1074_Black_Coupling 177N | 14098153 | PASS
EXP61053 | M111 | CW-DISTRIBUTION | EXP61153B |  | 150-4000 | 150 | 165.1 | 1 | 4000 | Groove_Thread | RG | RG | [6 empty] | BLACK |  | EE_Deluge_AS 1074_Black_Coupling 177N | 14098157 | PASS
EXP61053 | M111 | CW-DISTRIBUTION | EXP61153B |  | 150-280 | 150 | 165.1 | 1 | 279.4 | Groove_Thread | RG | RG | [6 empty] | BLACK |  | EE_Deluge_AS 1074_Black_Coupling 177N | 14098596 | PASS
EXP61053 | M111 | CW-DISTRIBUTION | EXP61153B |  | 150-280 | 150 | 165.1 | 1 | 279.4 | Groove_Thread | RG | RG | [6 empty] | BLACK |  | EE_Deluge_AS 1074_Black_Coupling 177N | 14098604 | PASS
EXP61053 | M111 | CW-DISTRIBUTION | EXP61153B |  | 150-4000 | 150 | 165.1 | 1 | 4000 | Groove_Thread | RG | RG | [6 empty] | BLACK |  | EE_Deluge_AS 1074_Black_Coupling 177N | 14098763 | PASS
EXP61053 | M111 | CW-DISTRIBUTION | EXP61153B |  | 150-4000 | 150 | 165.1 | 1 | 4000 | Groove_Thread | RG | RG | [6 empty] | BLACK |  | EE_Deluge_AS 1074_Black_Coupling 177N | 14098775 | PASS
EXP61053 | M111 | CW-DISTRIBUTION | EXP61153C |  | 150-4000 | 150 | 165.1 | 1 | 4000 | Groove_Thread | RG | RG | [6 empty] | BLACK |  | EE_Deluge_AS 1074_Black_Coupling 177N | 14099047 | PASS
EXP61053 | M111 | CW-DISTRIBUTION | EXP61153C |  | 150-4000 | 150 | 165.1 | 1 | 4000 | Groove_Thread | RG | RG | [6 empty] | BLACK |  | EE_Deluge_AS 1074_Black_Coupling 177N | 14099066 | PASS
EXP61053 | M111 | CW-DISTRIBUTION | EXP61153C |  | 150-280 | 150 | 165.1 | 1 | 279.4 | Groove_Thread | RG | RG | [6 empty] | BLACK |  | EE_Deluge_AS 1074_Black_Coupling 177N | 14099185 | PASS
EXP61053 | M111 | CW-DISTRIBUTION | EXP61153C |  | 150-6500 | 150 | 165.1 | 1 | 6500 | Groove_Thread | RG | RG | [6 empty] | BLACK |  | EE_Deluge_AS 1074_Black_Coupling 177N | 14099411 | PASS
EXP61053 | M110 | CW-DISTRIBUTION | EXP61053A |  | 150-200 | 150 | 165.1 | 1 | 200 | Groove_Thread | RG | RG | [6 empty] | BLACK |  | EE_Deluge_AS 1074_Black_Coupling 177N | 14498941 | PASS
EXP61053 | M110 | CW-DISTRIBUTION | EXP61053A |  | 150-500 | 150 | 165.1 | 1 | 499.8 | Groove_Thread | RG | RG | [6 empty] | BLACK |  | EE_Deluge_AS 1074_Black_Coupling 177N | 14498945 | PASS
EXP61053 | M110 | CW-DISTRIBUTION | EXP61053A |  | 150-800 | 150 | 165.1 | 1 | 799.6 | Groove_Thread | RG | RG | [6 empty] | BLACK |  | EE_Deluge_AS 1074_Black_Coupling 177N | 14498957 | PASS
EXP61053 | M110 | CW-DISTRIBUTION | EXP61053A |  | 150-1100 | 150 | 165.1 | 1 | 1099.3 | Groove_Thread | RG | RG | [6 empty] | BLACK |  | EE_Deluge_AS 1074_Black_Coupling 177N | 14498961 | PASS
Total | [21 empty] | 3387933642 | PASS

## Pipe Fitting Schedule
EE_Cross Passage | EE_Location and Lanes | EE_System Type | EE_Array Number | EE_Stock Code | EE_Item Description | Size | Outside Diameter | Qty | Length | EE_FAB Pipe | EE_PIPE END-1 | EE_PIPE END-2 | EE_Run Dim 1 | EE_Pap 1 | EE_Run Dim 2 | EE_Pap 2 | EE_Run Dim 3 | EE_Pap 3 | EE_Pipe Treatment | Family | Type | ID | Validation_Check
EXP61053 | M110-M111 | CP-INTERNAL | EXP61053 |  | VIC FP 90 DEG ELBOW No 001 | 150x150 | 165.1 | 1 | [10 empty] | GAL | Victaulic-FP-Elbow No 001-003 | Standard | 2921387 | PASS
EXP61053 | M110-M111 | CP-INTERNAL | EXP61053 |  | VIC FP COUPLING STYLE 009N (RIGID) | 150x150 | 165.1 | 1 | [10 empty] | GAL | Victaulic-FP-FireLock EZ Rigid Coupling Style 009N_Union | Standard | 2921404 | PASS
EXP61053 | M110-M111 | CP-INTERNAL | EXP61053 |  | VIC FP COUPLING STYLE 009N (RIGID) | 150x150 | 168.3 | 1 | [10 empty] | GAL | Victaulic-FP-FireLock EZ Rigid Coupling Style 009N_Union_DN168 | Standard | 2921464 | PASS
EXP61053 | M110-M111 | CP-INTERNAL | EXP61053 |  | VIC FP COUPLING STYLE 009N (RIGID) | 150x150 | 168.3 | 1 | [10 empty] | GAL | Victaulic-FP-FireLock EZ Rigid Coupling Style 009N_Union_DN168 | Standard | 2921466 | PASS
EXP61053 | M110-M111 | CP-INTERNAL | EXP61053 |  | VIC FP COUPLING STYLE 009N (RIGID) | 150x150 | 168.3 | 1 | [10 empty] | GAL | Victaulic-FP-FireLock EZ Rigid Coupling Style 009N_Union_DN168 | Standard | 2921468 | PASS
EXP61053 | M110-M111 | CP-INTERNAL | EXP61053 |  |  | 150x150 |  | 1 | [10 empty] | GAL | Victaulic-Reducer No 50-51_DN168.3 - DN165.1 | Standard | 2921470 | PASS
EXP61053 | M110-M111 | CP-INTERNAL | EXP61053 |  | VIC FP COUPLING STYLE 009N (RIGID) | 150x150 | 165.1 | 1 | [10 empty] | GAL | Victaulic-FP-FireLock EZ Rigid Coupling Style 009N_Union | Standard | 2921472 | PASS
EXP61053 | M110-M111 | CP-INTERNAL | EXP61053 |  | VIC FP COUPLING STYLE 009N (RIGID) | 150x150 | 168.3 | 1 | [10 empty] | GAL | Victaulic-FP-FireLock EZ Rigid Coupling Style 009N_Union_DN168 | Standard | 2921479 | PASS
EXP61053 | M110-M111 | CP-INTERNAL | EXP61053 |  | VIC FP COUPLING STYLE 009N (RIGID) | 150x150 | 168.3 | 1 | [10 empty] | GAL | Victaulic-FP-FireLock EZ Rigid Coupling Style 009N_Union_DN168 | Standard | 2921481 | PASS
EXP61053 | M110-M111 | CP-INTERNAL | EXP61053 |  | VIC FP COUPLING STYLE 009N (RIGID) | 150x150 | 168.3 | 1 | [10 empty] | GAL | Victaulic-FP-FireLock EZ Rigid Coupling Style 009N_Union_DN168 | Standard | 2921483 | PASS
EXP61053 | M110-M111 | CP-INTERNAL | EXP61053 |  |  | 150x150 |  | 1 | [10 empty] | GAL | Victaulic-Reducer No 50-51_DN168.3 - DN165.1 | Standard | 2921485 | PASS
EXP61053 | M110-M111 | CP-INTERNAL | EXP61053 |  | VIC FP COUPLING STYLE 009N (RIGID) | 150x150 | 165.1 | 1 | [10 empty] | GAL | Victaulic-FP-FireLock EZ Rigid Coupling Style 009N_Union | Standard | 2921487 | PASS
EXP61053 | M110-M111 | CP-INTERNAL | EXP61053 |  | VIC FP COUPLING STYLE 009N (RIGID) | 150x150 | 168.3 | 1 | [10 empty] | GAL | Victaulic-FP-FireLock EZ Rigid Coupling Style 009N_Union_DN168 | Standard | 2921494 | PASS
EXP61053 | M110-M111 | CP-INTERNAL | EXP61053 |  | VIC FP COUPLING STYLE 009N (RIGID) | 150x150 | 168.3 | 1 | [10 empty] | GAL | Victaulic-FP-FireLock EZ Rigid Coupling Style 009N_Union_DN168 | Standard | 2921496 | PASS
EXP61053 | M110-M111 | CP-INTERNAL | EXP61053 |  | VIC FP COUPLING STYLE 009N (RIGID) | 150x150 | 168.3 | 1 | [10 empty] | GAL | Victaulic-FP-FireLock EZ Rigid Coupling Style 009N_Union_DN168 | Standard | 2921498 | PASS
EXP61053 | M110-M111 | CP-INTERNAL | EXP61053 |  |  | 150x150 |  | 1 | [10 empty] | GAL | Victaulic-Reducer No 50-51_DN168.3 - DN165.1 | Standard | 2921500 | PASS
EXP61053 | M110-M111 | CP-INTERNAL | EXP61053 |  | VIC FP COUPLING STYLE 009N (RIGID) | 150x150 | 165.1 | 1 | [10 empty] | GAL | Victaulic-FP-FireLock EZ Rigid Coupling Style 009N_Union | Standard | 2921502 | PASS
EXP61053 | M110-M111 | CP-INTERNAL | EXP61053 |  | VIC FP COUPLING STYLE 009N (RIGID) | 150x150 | 168.3 | 1 | [10 empty] | GAL | Victaulic-FP-FireLock EZ Rigid Coupling Style 009N_Union_DN168 | Standard | 2921541 | PASS
EXP61053 | M110-M111 | CP-INTERNAL | EXP61053 |  | VIC FP COUPLING STYLE 009N (RIGID) | 150x150 | 168.3 | 1 | [10 empty] | GAL | Victaulic-FP-FireLock EZ Rigid Coupling Style 009N_Union_DN168 | Standard | 2921543 | PASS
EXP61053 | M110-M111 | CP-INTERNAL | EXP61053 |  | VIC FP COUPLING STYLE 009N (RIGID) | 150x150 | 168.3 | 1 | [10 empty] | GAL | Victaulic-FP-FireLock EZ Rigid Coupling Style 009N_Union_DN168 | Standard | 2921545 | PASS
EXP61053 | M110-M111 | CP-INTERNAL | EXP61053 |  |  | 150x150 |  | 1 | [10 empty] | GAL | Victaulic-Reducer No 50-51_DN168.3 - DN165.1 | Standard | 2921547 | PASS
EXP61053 | M110-M111 | CP-INTERNAL | EXP61053 |  | VIC FP COUPLING STYLE 009N (RIGID) | 150x150 | 165.1 | 1 | [10 empty] | GAL | Victaulic-FP-FireLock EZ Rigid Coupling Style 009N_Union | Standard | 2921549 | PASS
EXP61053 | M110-M111 | CP-INTERNAL | EXP61053 |  | VIC FP COUPLING STYLE 009N (RIGID) | 150x150 | 165.1 | 1 | [10 empty] | GAL | Victaulic-FP-FireLock EZ Rigid Coupling Style 009N_Union | Standard | 2921560 | PASS
EXP61053 | M110-M111 | CP-INTERNAL | EXP61053 |  | VIC FP COUPLING STYLE 009N (RIGID) | 150x150 | 165.1 | 1 | [10 empty] | GAL | Victaulic-FP-FireLock EZ Rigid Coupling Style 009N_Union | Standard | 2921570 | PASS
EXP61053 | M110-M111 | CP-INTERNAL | EXP61053 |  | VIC FP COUPLING STYLE 009N (RIGID) | 150x150 | 165.1 | 1 | [10 empty] | GAL | Victaulic-FP-FireLock EZ Rigid Coupling Style 009N_Union | Standard | 2921572 | PASS
EXP61053 | M110-M111 | CP-INTERNAL | EXP61053 |  | VIC FP COUPLING STYLE 009N (RIGID) | 150x150 | 165.1 | 1 | [10 empty] | GAL | Victaulic-FP-FireLock EZ Rigid Coupling Style 009N_Union | Standard | 2921576 | PASS
EXP61053 | M110-M111 | CP-INTERNAL | EXP61053 |  | VIC FP COUPLING STYLE 009N (RIGID) | 150x150 | 168.3 | 1 | [10 empty] | GAL | Victaulic-FP-FireLock EZ Rigid Coupling Style 009N_Union_DN168 | Standard | 2921687 | PASS
EXP61053 | M110-M111 | CP-INTERNAL | EXP61053 |  |  | 150x150 |  | 1 | [10 empty] | GAL | Victaulic-Reducer No 50-51_DN168.3 - DN165.1 | Standard | 2921689 | PASS
EXP61053 | M110-M111 | CP-INTERNAL | EXP61053 |  | VIC FP COUPLING STYLE 009N (RIGID) | 150x150 | 165.1 | 1 | [10 empty] | GAL | Victaulic-FP-FireLock EZ Rigid Coupling Style 009N_Union | Standard | 2921691 | PASS
EXP61053 | M110-M111 | CP-INTERNAL | EXP61053 |  | VIC FP COUPLING STYLE 009N (RIGID) | 150x150 | 168.3 | 1 | [10 empty] | GAL | Victaulic-FP-FireLock EZ Rigid Coupling Style 009N_Union_DN168 | Standard | 2921729 | PASS
EXP61053 | M110-M111 | CP-INTERNAL | EXP61053 |  |  | 150x150 |  | 1 | [10 empty] | GAL | Victaulic-Reducer No 50-51_DN168.3 - DN165.1 | Standard | 2921731 | PASS
EXP61053 | M110-M111 | CP-INTERNAL | EXP61053 |  | VIC FP COUPLING STYLE 009N (RIGID) | 150x150 | 165.1 | 1 | [10 empty] | GAL | Victaulic-FP-FireLock EZ Rigid Coupling Style 009N_Union | Standard | 2921733 | PASS
EXP61053 | M110-M111 | CP-INTERNAL | EXP61053 |  |  | 150x150 |  | 1 | [10 empty] | GAL | Victaulic-Reducer No 50-51_DN168.3 - DN165.1 | Standard | 2921777 | PASS
EXP61053 | M110-M111 | CP-INTERNAL | EXP61053 |  | VIC FP COUPLING STYLE 009N (RIGID) | 150x150 | 165.1 | 1 | [10 empty] | GAL | Victaulic-FP-FireLock EZ Rigid Coupling Style 009N_Union | Standard | 2921779 | PASS
EXP61053 | M110-M111 | CP-INTERNAL | EXP61053 |  | VIC FP COUPLING STYLE 009N (RIGID) | 150x150 | 168.3 | 1 | [10 empty] | GAL | Victaulic-FP-FireLock EZ Rigid Coupling Style 009N_Union_DN168 | Standard | 2921792 | PASS
EXP61053 | M110-M111 | CP-INTERNAL | EXP61053 |  |  | 150x150 |  | 1 | [10 empty] | GAL | Victaulic-Reducer No 50-51_DN168.3 - DN165.1 | Standard | 2921794 | PASS
EXP61053 | M110-M111 | CP-INTERNAL | EXP61053 |  | VIC FP COUPLING STYLE 009N (RIGID) | 150x150 | 165.1 | 1 | [10 empty] | GAL | Victaulic-FP-FireLock EZ Rigid Coupling Style 009N_Union | Standard | 2921796 | PASS
EXP61053 | M110-M111 | CP-INTERNAL | EXP61053 |  | VIC FP 90 DEG ELBOW No 001 | 150x150 | 165.1 | 1 | [10 empty] | GAL | Victaulic-FP-Elbow No 001-003 | Standard | 2921884 | PASS
EXP61053 | M110-M111 | CP-INTERNAL | EXP61053 |  | VIC FP 90 DEG ELBOW No 001 | 150x150 | 165.1 | 1 | [10 empty] | GAL | Victaulic-FP-Elbow No 001-003 | Standard | 2921886 | PASS
EXP61053 | M110-M111 | CP-INTERNAL | EXP61053 |  | VIC FP COUPLING STYLE 009N (RIGID) | 150x150 | 165.1 | 1 | [10 empty] | GAL | Victaulic-FP-FireLock EZ Rigid Coupling Style 009N_Union | Standard | 2921898 | PASS
EXP61053 | M110-M111 | CP-INTERNAL | EXP61053 |  | VIC FP COUPLING STYLE 009N (RIGID) | 150x150 | 165.1 | 1 | [10 empty] | GAL | Victaulic-FP-FireLock EZ Rigid Coupling Style 009N_Union | Standard | 2921904 | PASS
EXP61053 | M110-M111 | CP-INTERNAL | EXP61053 |  | VIC FP COUPLING STYLE 009N (RIGID) | 150x150 | 165.1 | 1 | [10 empty] | GAL | Victaulic-FP-FireLock EZ Rigid Coupling Style 009N_Union | Standard | 2921906 | PASS
EXP61053 | M110-M111 | CP-INTERNAL | EXP61053 |  | VIC FP COUPLING STYLE 009N (RIGID) | 150x150 | 165.1 | 1 | [10 empty] | GAL | Victaulic-FP-FireLock EZ Rigid Coupling Style 009N_Union | Standard | 2924458 | PASS
EXP61053 | M110-M111 | CP-INTERNAL | EXP61053 |  | VIC FP COUPLING STYLE 009N (RIGID) | 150x150 | 168.3 | 1 | [10 empty] | GAL | Victaulic-FP-FireLock EZ Rigid Coupling Style 009N_Union_DN168 | Standard | 2953703 | PASS
EXP61053 | M110-M111 | CP-INTERNAL | EXP61053 |  | VIC FP COUPLING STYLE 009N (RIGID) | 150x150 | 168.3 | 1 | [10 empty] | GAL | Victaulic-FP-FireLock EZ Rigid Coupling Style 009N_Union_DN168 | Standard | 2953705 | PASS
EXP61053 | M110-M111 | CP-INTERNAL | EXP61053 |  | VIC FP COUPLING STYLE 009N (RIGID) | 150x150 | 168.3 | 1 | [10 empty] | GAL | Victaulic-FP-FireLock EZ Rigid Coupling Style 009N_Union_DN168 | Standard | 2953709 | PASS
EXP61053 | M110-M111 | CP-INTERNAL | EXP61053 |  | VIC FP COUPLING STYLE 009N (RIGID) | 150x150 | 168.3 | 1 | [10 empty] | GAL | Victaulic-FP-FireLock EZ Rigid Coupling Style 009N_Union_DN168 | Standard | 2953730 | PASS
EXP61053 | M110-M111 | CP-INTERNAL | EXP61053 |  | VIC FP COUPLING STYLE 009N (RIGID) | 150x150 | 168.3 | 1 | [10 empty] | GAL | Victaulic-FP-FireLock EZ Rigid Coupling Style 009N_Union_DN168 | Standard | 2953732 | PASS
EXP61053 | M110-M111 | CP-INTERNAL | EXP61053 |  | VIC FP COUPLING STYLE 009N (RIGID) | 150x150 | 168.3 | 1 | [10 empty] | GAL | Victaulic-FP-FireLock EZ Rigid Coupling Style 009N_Union_DN168 | Standard | 2953734 | PASS
EXP61053 | M110-M111 | CP-INTERNAL | EXP61053 |  | VIC FP COUPLING STYLE 009N (RIGID) | 150x150 | 168.3 | 1 | [10 empty] | GAL | Victaulic-FP-FireLock EZ Rigid Coupling Style 009N_Union_DN168 | Standard | 2953736 | PASS
EXP61053 | M110-M111 | CP-INTERNAL | EXP61053 |  | VIC FP COUPLING STYLE 009N (RIGID) | 150x150 | 168.3 | 1 | [10 empty] | GAL | Victaulic-FP-FireLock EZ Rigid Coupling Style 009N_Union_DN168 | Standard | 2953947 | PASS
EXP61053 | M110 | CW-ARRAY | EXP61053A |  | BUTTWELD CAP END | 65 | 76.1 | 1 | [10 empty] | BLACK | Pipe Fitting - Butt-Welded Cap End | Standard | 3669299 | PASS
EXP61053 | M110 | CW-ARRAY | EXP61053A |  | THREADED-COUPLING CONCENTRIC REDUCING-Class 150 | 40x25 | 40.2/56.2 | 1 | 54 | [9 empty] | BLACK | Threaded - Coupling Concentric Reducing - MI - DN40-25 | Standard | 3669308 | PASS
EXP61053 | M110 | CW-ARRAY | EXP61053A |  | THREADED-COUPLING CONCENTRIC REDUCING-Class 150 | 40x25 | 40.2/56.2 | 1 | 54 | [9 empty] | BLACK | Threaded - Coupling Concentric Reducing - MI - DN40-25 | Standard | 3669311 | PASS
EXP61053 | M110 | CW-ARRAY | EXP61053A |  | BUTTWELD CAP END | 65 | 76.1 | 1 | [10 empty] | BLACK | Pipe Fitting - Butt-Welded Cap End | Standard | 3669312 | PASS
EXP61053 | M110 | CW-ARRAY | EXP61053A |  | VIC FP COUPLING STYLE 009N (RIGID) | 65x65 | 76.1 | 1 | [10 empty] | BLACK | Victaulic-FP-FireLock EZ Rigid Coupling Style 009N | Standard | 3669315 | PASS
EXP61053 | M110 | CW-ARRAY | EXP61053A |  | VIC FP COUPLING STYLE 009N (RIGID) | 65x65 | 76.1 | 1 | [10 empty] | BLACK | Victaulic-FP-FireLock EZ Rigid Coupling Style 009N | Standard | 3669317 | PASS
EXP61053 | M110 | CW-ARRAY | EXP61053A |  | THREADED-COUPLING CONCENTRIC REDUCING-Class 150 | 40x25 | 56.2/40.2 | 1 | 54 | [9 empty] | BLACK | Threaded - Coupling Concentric Reducing - MI - DN40-25 | Standard | 3669319 | PASS
EXP61053 | M110 | CW-ARRAY | EXP61053A |  | BUTTWELD CAP END | 65 | 76.1 | 1 | [10 empty] | BLACK | Pipe Fitting - Butt-Welded Cap End | Standard | 3669334 | PASS
EXP61053 | M110 | CW-ARRAY | EXP61053A |  | BUTTWELD CAP END | 65 | 76.1 | 1 | [10 empty] | BLACK | Pipe Fitting - Butt-Welded Cap End | Standard | 3669350 | PASS
EXP61053 | M110 | CW-ARRAY | EXP61053A |  | VIC FP COUPLING STYLE 009N (RIGID) | 65x65 | 76.1 | 1 | [10 empty] | BLACK | Victaulic-FP-FireLock EZ Rigid Coupling Style 009N | Standard | 3669353 | PASS
EXP61053 | M110 | CW-ARRAY | EXP61053A |  | VIC FP COUPLING STYLE 009N (RIGID) | 65x65 | 76.1 | 1 | [10 empty] | BLACK | Victaulic-FP-FireLock EZ Rigid Coupling Style 009N | Standard | 3669355 | PASS
EXP61053 | M110 | CW-ARRAY | EXP61053A |  | VIC FP COUPLING STYLE 009N (RIGID) | 150x150 | 165.1 | 1 | [10 empty] | BLACK | Victaulic-FP-FireLock EZ Rigid Coupling Style 009N_Union | Standard | 3669358 | PASS
EXP61053 | M110 | CW-ARRAY | EXP61053A |  | VIC FP COUPLING STYLE 009N (RIGID) | 150x150 | 165.1 | 1 | [10 empty] | BLACK | Victaulic-FP-FireLock EZ Rigid Coupling Style 009N_Union | Standard | 3669412 | PASS
EXP61053 | M110 | CW-DISTRIBUTION | EXP61053A |  | VIC QUICKVIC COUPLING STYLE 177N (FLEX) | 150x150 | 165.1 | 1 | [10 empty] | BLACK | Victaulic-IPS-QuickVic Flexible Coupling Style 177 | Standard | 3669642 | PASS
EXP61053 | M110 | CW-ARRAY | EXP61053A |  | VIC FP COUPLING STYLE 009N (RIGID) | 150x150 | 165.1 | 1 | [10 empty] | BLACK | Victaulic-FP-FireLock EZ Rigid Coupling Style 009N | Standard | 3669643 | PASS
EXP61053 | M110 | CW-ARRAY | EXP61053A |  | VIC FP CAP No 006 | 150 | 165.1 | 1 | [10 empty] | BLACK | Victaulic-FP-Cap No 006 | Standard | 3669646 | PASS
EXP61053 | M110 | CW-ARRAY | EXP61053A |  | VIC FP COUPLING STYLE 009N (RIGID) | 150x150 | 165.1 | 1 | [10 empty] | BLACK | Victaulic-FP-FireLock EZ Rigid Coupling Style 009N | Standard | 3669648 | PASS
EXP61053 | M110 | CW-ARRAY | EXP61053A |  | VIC FP 90 DEG ELBOW No 001 | 150x150 | 165.1 | 1 | [10 empty] | BLACK | Victaulic-FP-Elbow No 001-003 | Standard | 3669651 | PASS
EXP61053 | M110 | CW-DISTRIBUTION | EXP61053A |  | VIC FP 90 DEG ELBOW No 001 | 150x150 | 165.1 | 1 | [10 empty] | BLACK | Victaulic-FP-Elbow No 001-003 | Standard | 3669652 | PASS
EXP61053 | M110 | CW-ARRAY | EXP61053B-1 |  | BUTTWELD CAP END | 65 | 76.1 | 1 | [10 empty] | BLACK | Pipe Fitting - Butt-Welded Cap End | Standard | 3674497 | PASS
EXP61053 | M110 | CW-ARRAY | EXP61053B-1 |  | THREADED-COUPLING CONCENTRIC REDUCING-Class 150 | 40x25 | 40.2/56.2 | 1 | 54 | [9 empty] | BLACK | Threaded - Coupling Concentric Reducing - MI - DN40-25 | Standard | 3674506 | PASS
EXP61053 | M110 | CW-ARRAY | EXP61053B-1 |  | THREADED-COUPLING CONCENTRIC REDUCING-Class 150 | 40x25 | 40.2/56.2 | 1 | 54 | [9 empty] | BLACK | Threaded - Coupling Concentric Reducing - MI - DN40-25 | Standard | 3674509 | PASS
EXP61053 | M110 | CW-ARRAY | EXP61053B-1 |  | BUTTWELD CAP END | 65 | 76.1 | 1 | [10 empty] | BLACK | Pipe Fitting - Butt-Welded Cap End | Standard | 3674510 | PASS
EXP61053 | M110 | CW-ARRAY | EXP61053B-1 |  | VIC FP COUPLING STYLE 009N (RIGID) | 65x65 | 76.1 | 1 | [10 empty] | BLACK | Victaulic-FP-FireLock EZ Rigid Coupling Style 009N | Standard | 3674513 | PASS
EXP61053 | M110 | CW-ARRAY | EXP61053B-1 |  | VIC FP COUPLING STYLE 009N (RIGID) | 65x65 | 76.1 | 1 | [10 empty] | BLACK | Victaulic-FP-FireLock EZ Rigid Coupling Style 009N | Standard | 3674515 | PASS
EXP61053 | M110 | CW-ARRAY | EXP61053B-1 |  | THREADED-COUPLING CONCENTRIC REDUCING-Class 150 | 40x25 | 56.2/40.2 | 1 | 54 | [9 empty] | BLACK | Threaded - Coupling Concentric Reducing - MI - DN40-25 | Standard | 3674517 | PASS
EXP61053 | M110 | CW-ARRAY | EXP61053B-1 |  | BUTTWELD CAP END | 65 | 76.1 | 1 | [10 empty] | BLACK | Pipe Fitting - Butt-Welded Cap End | Standard | 3674532 | PASS
EXP61053 | M110 | CW-ARRAY | EXP61053B-1 |  | BUTTWELD CAP END | 65 | 76.1 | 1 | [10 empty] | BLACK | Pipe Fitting - Butt-Welded Cap End | Standard | 3674547 | PASS
EXP61053 | M110 | CW-ARRAY | EXP61053B-1 |  | VIC FP COUPLING STYLE 009N (RIGID) | 65x65 | 76.1 | 1 | [10 empty] | BLACK | Victaulic-FP-FireLock EZ Rigid Coupling Style 009N | Standard | 3674550 | PASS
EXP61053 | M110 | CW-ARRAY | EXP61053B-1 |  | VIC FP COUPLING STYLE 009N (RIGID) | 65x65 | 76.1 | 1 | [10 empty] | BLACK | Victaulic-FP-FireLock EZ Rigid Coupling Style 009N | Standard | 3674552 | PASS
EXP61053 | M110 | CW-ARRAY | EXP61053B-1 |  | VIC FP COUPLING STYLE 009N (RIGID) | 150x150 | 165.1 | 1 | [10 empty] | BLACK | Victaulic-FP-FireLock EZ Rigid Coupling Style 009N_Union | Standard | 3674555 | PASS
EXP61053 | M110 | CW-ARRAY | EXP61053B-1 |  | VIC FP COUPLING STYLE 009N (RIGID) | 150x150 | 165.1 | 1 | [10 empty] | BLACK | Victaulic-FP-FireLock EZ Rigid Coupling Style 009N_Union | Standard | 3674556 | PASS
EXP61053 | M110 | CW-ARRAY | EXP61053B-2 |  | BUTTWELD CAP END | 65 | 76.1 | 1 | [10 empty] | BLACK | Pipe Fitting - Butt-Welded Cap End | Standard | 3674575 | PASS
EXP61053 | M110 | CW-ARRAY | EXP61053B-2 |  | THREADED-COUPLING CONCENTRIC REDUCING-Class 150 | 40x25 | 40.2/56.2 | 1 | 54 | [9 empty] | BLACK | Threaded - Coupling Concentric Reducing - MI - DN40-25 | Standard | 3674585 | PASS
EXP61053 | M110 | CW-ARRAY | EXP61053B-2 |  | THREADED-COUPLING CONCENTRIC REDUCING-Class 150 | 40x25 | 40.2/56.2 | 1 | 54 | [9 empty] | BLACK | Threaded - Coupling Concentric Reducing - MI - DN40-25 | Standard | 3674588 | PASS
EXP61053 | M110 | CW-ARRAY | EXP61053B-2 |  | BUTTWELD CAP END | 65 | 76.1 | 1 | [10 empty] | BLACK | Pipe Fitting - Butt-Welded Cap End | Standard | 3674589 | PASS
EXP61053 | M110 | CW-ARRAY | EXP61053B-2 |  | VIC FP COUPLING STYLE 009N (RIGID) | 65x65 | 76.1 | 1 | [10 empty] | BLACK | Victaulic-FP-FireLock EZ Rigid Coupling Style 009N | Standard | 3674592 | PASS
EXP61053 | M110 | CW-ARRAY | EXP61053B-2 |  | VIC FP COUPLING STYLE 009N (RIGID) | 65x65 | 76.1 | 1 | [10 empty] | BLACK | Victaulic-FP-FireLock EZ Rigid Coupling Style 009N | Standard | 3674594 | PASS
EXP61053 | M110 | CW-ARRAY | EXP61053B-2 |  | THREADED-COUPLING CONCENTRIC REDUCING-Class 150 | 40x25 | 56.2/40.2 | 1 | 54 | [9 empty] | BLACK | Threaded - Coupling Concentric Reducing - MI - DN40-25 | Standard | 3674596 | PASS
EXP61053 | M110 | CW-ARRAY | EXP61053B-2 |  | BUTTWELD CAP END | 65 | 76.1 | 1 | [10 empty] | BLACK | Pipe Fitting - Butt-Welded Cap End | Standard | 3674610 | PASS
EXP61053 | M110 | CW-ARRAY | EXP61053B-2 |  | BUTTWELD CAP END | 65 | 76.1 | 1 | [10 empty] | BLACK | Pipe Fitting - Butt-Welded Cap End | Standard | 3674625 | PASS
EXP61053 | M110 | CW-ARRAY | EXP61053B-2 |  | VIC FP COUPLING STYLE 009N (RIGID) | 65x65 | 76.1 | 1 | [10 empty] | BLACK | Victaulic-FP-FireLock EZ Rigid Coupling Style 009N | Standard | 3674628 | PASS
EXP61053 | M110 | CW-ARRAY | EXP61053B-2 |  | VIC FP COUPLING STYLE 009N (RIGID) | 65x65 | 76.1 | 1 | [10 empty] | BLACK | Victaulic-FP-FireLock EZ Rigid Coupling Style 009N | Standard | 3674630 | PASS
EXP61053 | M110 | CW-ARRAY | EXP61053B-2 |  | VIC FP COUPLING STYLE 009N (RIGID) | 150x150 | 165.1 | 1 | [10 empty] | BLACK | Victaulic-FP-FireLock EZ Rigid Coupling Style 009N_Union | Standard | 3674633 | PASS
EXP61053 | M110 | CW-ARRAY | EXP61053B-2 |  | VIC FP COUPLING STYLE 009N (RIGID) | 150x150 | 165.1 | 1 | [10 empty] | BLACK | Victaulic-FP-FireLock EZ Rigid Coupling Style 009N_Union | Standard | 3674634 | PASS
EXP61053 | M110 | CW-DISTRIBUTION | EXP61053B |  | VIC QUICKVIC COUPLING STYLE 177N (FLEX) | 150x150 | 165.1 | 1 | [10 empty] | BLACK | Victaulic-IPS-QuickVic Flexible Coupling Style 177_Union | Standard | 3674642 | PASS
EXP61053 | M110 | CW-DISTRIBUTION | EXP61053B |  | VIC QUICKVIC COUPLING STYLE 177N (FLEX) | 150x150 | 165.1 | 1 | [10 empty] | BLACK | Victaulic-IPS-QuickVic Flexible Coupling Style 177_Union | Standard | 3674644 | PASS
EXP61053 | M110 | CW-DISTRIBUTION | EXP61053B |  | VIC QUICKVIC COUPLING STYLE 177N (FLEX) | 150x150 | 165.1 | 1 | [10 empty] | BLACK | Victaulic-IPS-QuickVic Flexible Coupling Style 177_Union | Standard | 3674646 | PASS
EXP61053 | M110 | CW-ARRAY | EXP61053B-2 |  | VIC FP COUPLING STYLE 009N (RIGID) | 150x150 | 165.1 | 1 | [10 empty] | BLACK | Victaulic-FP-FireLock EZ Rigid Coupling Style 009N | Standard | 3674658 | PASS
EXP61053 | M110 | CW-ARRAY | EXP61053B-1 |  | VIC FP CAP No 006 | 150 | 165.1 | 1 | [10 empty] | BLACK | Victaulic-FP-Cap No 006 | Standard | 3674664 | PASS
EXP61053 | M110 | CW-ARRAY | EXP61053B-2 |  | VIC FP CAP No 006 | 150 | 165.1 | 1 | [10 empty] | BLACK | Victaulic-FP-Cap No 006 | Standard | 3674665 | PASS
EXP61053 | M110 | CW-ARRAY | EXP61053B-2 |  | VIC FP COUPLING STYLE 009N (RIGID) | 150x150 | 165.1 | 1 | [10 empty] | BLACK | Victaulic-FP-FireLock EZ Rigid Coupling Style 009N | Standard | 3674666 | PASS
EXP61053 | M110 | CW-ARRAY | EXP61053B-1 |  | VIC FP COUPLING STYLE 009N (RIGID) | 150x150 | 165.1 | 1 | [10 empty] | BLACK | Victaulic-FP-FireLock EZ Rigid Coupling Style 009N | Standard | 3674667 | PASS
EXP61053 | M110 | CW-DISTRIBUTION | EXP61053B |  | VIC FP TEE No 002 | 150x150x150 | 165.1 | 1 | [10 empty] | BLACK | Victaulic-FP-Tee No 002 | Standard | 3674668 | PASS
EXP61053 | M110 | CW-ARRAY | EXP61053B-2 |  | VIC FP 90 DEG ELBOW No 001 | 150x150 | 165.1 | 1 | [10 empty] | BLACK | Victaulic-FP-Elbow No 001-003 | Standard | 3674669 | PASS
EXP61053 | M110 | CW-DISTRIBUTION | EXP61053B |  | VIC FP 90 DEG ELBOW No 001 | 150x150 | 165.1 | 1 | [10 empty] | BLACK | Victaulic-FP-Elbow No 001-003 | Standard | 3674670 | PASS
EXP61053 | M110 | CW-ARRAY | EXP61053B-1 |  | VIC FP 90 DEG ELBOW No 001 | 150x150 | 165.1 | 1 | [10 empty] | BLACK | Victaulic-FP-Elbow No 001-003 | Standard | 3674671 | PASS
EXP61053 | M110 | CW-ARRAY | EXP61053C-1 |  | BUTTWELD CAP END | 65 | 76.1 | 1 | [10 empty] | BLACK | Pipe Fitting - Butt-Welded Cap End | Standard | 3675550 | PASS
EXP61053 | M110 | CW-ARRAY | EXP61053C-1 |  | THREADED-COUPLING CONCENTRIC REDUCING-Class 150 | 40x25 | 40.2/56.2 | 1 | 54 | [9 empty] | BLACK | Threaded - Coupling Concentric Reducing - MI - DN40-25 | Standard | 3675559 | PASS
EXP61053 | M110 | CW-ARRAY | EXP61053C-1 |  | THREADED-COUPLING CONCENTRIC REDUCING-Class 150 | 40x25 | 40.2/56.2 | 1 | 54 | [9 empty] | BLACK | Threaded - Coupling Concentric Reducing - MI - DN40-25 | Standard | 3675562 | PASS
EXP61053 | M110 | CW-ARRAY | EXP61053C-1 |  | BUTTWELD CAP END | 65 | 76.1 | 1 | [10 empty] | BLACK | Pipe Fitting - Butt-Welded Cap End | Standard | 3675563 | PASS
EXP61053 | M110 | CW-ARRAY | EXP61053C-1 |  | VIC FP COUPLING STYLE 009N (RIGID) | 65x65 | 76.1 | 1 | [10 empty] | BLACK | Victaulic-FP-FireLock EZ Rigid Coupling Style 009N | Standard | 3675566 | PASS
EXP61053 | M110 | CW-ARRAY | EXP61053C-1 |  | VIC FP COUPLING STYLE 009N (RIGID) | 65x65 | 76.1 | 1 | [10 empty] | BLACK | Victaulic-FP-FireLock EZ Rigid Coupling Style 009N | Standard | 3675568 | PASS
EXP61053 | M110 | CW-ARRAY | EXP61053C-1 |  | THREADED-COUPLING CONCENTRIC REDUCING-Class 150 | 40x25 | 56.2/40.2 | 1 | 54 | [9 empty] | BLACK | Threaded - Coupling Concentric Reducing - MI - DN40-25 | Standard | 3675570 | PASS
EXP61053 | M110 | CW-ARRAY | EXP61053C-1 |  | BUTTWELD CAP END | 65 | 76.1 | 1 | [10 empty] | BLACK | Pipe Fitting - Butt-Welded Cap End | Standard | 3675585 | PASS
EXP61053 | M110 | CW-ARRAY | EXP61053C-1 |  | BUTTWELD CAP END | 65 | 76.1 | 1 | [10 empty] | BLACK | Pipe Fitting - Butt-Welded Cap End | Standard | 3675600 | PASS
EXP61053 | M110 | CW-ARRAY | EXP61053C-1 |  | VIC FP COUPLING STYLE 009N (RIGID) | 65x65 | 76.1 | 1 | [10 empty] | BLACK | Victaulic-FP-FireLock EZ Rigid Coupling Style 009N | Standard | 3675603 | PASS
EXP61053 | M110 | CW-ARRAY | EXP61053C-1 |  | VIC FP COUPLING STYLE 009N (RIGID) | 65x65 | 76.1 | 1 | [10 empty] | BLACK | Victaulic-FP-FireLock EZ Rigid Coupling Style 009N | Standard | 3675605 | PASS
EXP61053 | M110 | CW-ARRAY | EXP61053C-1 |  | VIC FP COUPLING STYLE 009N (RIGID) | 150x150 | 165.1 | 1 | [10 empty] | BLACK | Victaulic-FP-FireLock EZ Rigid Coupling Style 009N_Union | Standard | 3675608 | PASS
EXP61053 | M110 | CW-ARRAY | EXP61053C-1 |  | VIC FP COUPLING STYLE 009N (RIGID) | 150x150 | 165.1 | 1 | [10 empty] | BLACK | Victaulic-FP-FireLock EZ Rigid Coupling Style 009N_Union | Standard | 3675609 | PASS
EXP61053 | M110 | CW-ARRAY | EXP61053C-2 |  | BUTTWELD CAP END | 65 | 76.1 | 1 | [10 empty] | BLACK | Pipe Fitting - Butt-Welded Cap End | Standard | 3675628 | PASS
EXP61053 | M110 | CW-ARRAY | EXP61053C-2 |  | THREADED-COUPLING CONCENTRIC REDUCING-Class 150 | 40x25 | 40.2/56.2 | 1 | 54 | [9 empty] | BLACK | Threaded - Coupling Concentric Reducing - MI - DN40-25 | Standard | 3675638 | PASS
EXP61053 | M110 | CW-ARRAY | EXP61053C-2 |  | THREADED-COUPLING CONCENTRIC REDUCING-Class 150 | 40x25 | 40.2/56.2 | 1 | 54 | [9 empty] | BLACK | Threaded - Coupling Concentric Reducing - MI - DN40-25 | Standard | 3675641 | PASS
EXP61053 | M110 | CW-ARRAY | EXP61053C-2 |  | BUTTWELD CAP END | 65 | 76.1 | 1 | [10 empty] | BLACK | Pipe Fitting - Butt-Welded Cap End | Standard | 3675642 | PASS
EXP61053 | M110 | CW-ARRAY | EXP61053C-2 |  | VIC FP COUPLING STYLE 009N (RIGID) | 65x65 | 76.1 | 1 | [10 empty] | BLACK | Victaulic-FP-FireLock EZ Rigid Coupling Style 009N | Standard | 3675645 | PASS
EXP61053 | M110 | CW-ARRAY | EXP61053C-2 |  | VIC FP COUPLING STYLE 009N (RIGID) | 65x65 | 76.1 | 1 | [10 empty] | BLACK | Victaulic-FP-FireLock EZ Rigid Coupling Style 009N | Standard | 3675647 | PASS
EXP61053 | M110 | CW-ARRAY | EXP61053C-2 |  | THREADED-COUPLING CONCENTRIC REDUCING-Class 150 | 40x25 | 56.2/40.2 | 1 | 54 | [9 empty] | BLACK | Threaded - Coupling Concentric Reducing - MI - DN40-25 | Standard | 3675649 | PASS
EXP61053 | M110 | CW-ARRAY | EXP61053C-2 |  | BUTTWELD CAP END | 65 | 76.1 | 1 | [10 empty] | BLACK | Pipe Fitting - Butt-Welded Cap End | Standard | 3675663 | PASS
EXP61053 | M110 | CW-ARRAY | EXP61053C-2 |  | BUTTWELD CAP END | 65 | 76.1 | 1 | [10 empty] | BLACK | Pipe Fitting - Butt-Welded Cap End | Standard | 3675678 | PASS
EXP61053 | M110 | CW-ARRAY | EXP61053C-2 |  | VIC FP COUPLING STYLE 009N (RIGID) | 65x65 | 76.1 | 1 | [10 empty] | BLACK | Victaulic-FP-FireLock EZ Rigid Coupling Style 009N | Standard | 3675681 | PASS
EXP61053 | M110 | CW-ARRAY | EXP61053C-2 |  | VIC FP COUPLING STYLE 009N (RIGID) | 65x65 | 76.1 | 1 | [10 empty] | BLACK | Victaulic-FP-FireLock EZ Rigid Coupling Style 009N | Standard | 3675683 | PASS
EXP61053 | M110 | CW-ARRAY | EXP61053C-2 |  | VIC FP COUPLING STYLE 009N (RIGID) | 150x150 | 165.1 | 1 | [10 empty] | BLACK | Victaulic-FP-FireLock EZ Rigid Coupling Style 009N_Union | Standard | 3675686 | PASS
EXP61053 | M110 | CW-ARRAY | EXP61053C-2 |  | VIC FP COUPLING STYLE 009N (RIGID) | 150x150 | 165.1 | 1 | [10 empty] | BLACK | Victaulic-FP-FireLock EZ Rigid Coupling Style 009N_Union | Standard | 3675687 | PASS
EXP61053 | M110 | CW-DISTRIBUTION | EXP61053C |  | VIC QUICKVIC COUPLING STYLE 177N (FLEX) | 150x150 | 165.1 | 1 | [10 empty] | BLACK | Victaulic-IPS-QuickVic Flexible Coupling Style 177_Union | Standard | 3675695 | PASS
EXP61053 | M110 | CW-DISTRIBUTION | EXP61053C |  | VIC QUICKVIC COUPLING STYLE 177N (FLEX) | 150x150 | 165.1 | 1 | [10 empty] | BLACK | Victaulic-IPS-QuickVic Flexible Coupling Style 177_Union | Standard | 3675697 | PASS
EXP61053 | M110 | CW-DISTRIBUTION | EXP61053C |  | VIC QUICKVIC COUPLING STYLE 177N (FLEX) | 150x150 | 165.1 | 1 | [10 empty] | BLACK | Victaulic-IPS-QuickVic Flexible Coupling Style 177_Union | Standard | 3675699 | PASS
EXP61053 | M110 | CW-ARRAY | EXP61053C-2 |  | VIC FP COUPLING STYLE 009N (RIGID) | 150x150 | 165.1 | 1 | [10 empty] | BLACK | Victaulic-FP-FireLock EZ Rigid Coupling Style 009N | Standard | 3675711 | PASS
EXP61053 | M110 | CW-ARRAY | EXP61053C-1 |  | VIC FP CAP No 006 | 150 | 165.1 | 1 | [10 empty] | BLACK | Victaulic-FP-Cap No 006 | Standard | 3675717 | PASS
EXP61053 | M110 | CW-ARRAY | EXP61053C-2 |  | VIC FP CAP No 006 | 150 | 165.1 | 1 | [10 empty] | BLACK | Victaulic-FP-Cap No 006 | Standard | 3675718 | PASS
EXP61053 | M110 | CW-ARRAY | EXP61053C-2 |  | VIC FP COUPLING STYLE 009N (RIGID) | 150x150 | 165.1 | 1 | [10 empty] | BLACK | Victaulic-FP-FireLock EZ Rigid Coupling Style 009N | Standard | 3675719 | PASS
EXP61053 | M110 | CW-ARRAY | EXP61053C-1 |  | VIC FP COUPLING STYLE 009N (RIGID) | 150x150 | 165.1 | 1 | [10 empty] | BLACK | Victaulic-FP-FireLock EZ Rigid Coupling Style 009N | Standard | 3675720 | PASS
EXP61053 | M110 | CW-DISTRIBUTION | EXP61053C |  | VIC FP TEE No 002 | 150x150x150 | 165.1 | 1 | [10 empty] | BLACK | Victaulic-FP-Tee No 002 | Standard | 3675721 | PASS
EXP61053 | M110 | CW-ARRAY | EXP61053C-2 |  | VIC FP 90 DEG ELBOW No 001 | 150x150 | 165.1 | 1 | [10 empty] | BLACK | Victaulic-FP-Elbow No 001-003 | Standard | 3675722 | PASS
EXP61053 | M110 | CW-DISTRIBUTION | EXP61053C |  | VIC FP 90 DEG ELBOW No 001 | 150x150 | 165.1 | 1 | [10 empty] | BLACK | Victaulic-FP-Elbow No 001-003 | Standard | 3675723 | PASS
EXP61053 | M110 | CW-ARRAY | EXP61053C-1 |  | VIC FP 90 DEG ELBOW No 001 | 150x150 | 165.1 | 1 | [10 empty] | BLACK | Victaulic-FP-Elbow No 001-003 | Standard | 3675724 | PASS
EXP61053 | M110 | CW-ARRAY | EXP61053D-1 |  | THREADED-COUPLING CONCENTRIC REDUCING-Class 150 | 40x25 | 40.2/56.2 | 1 | 54 | [9 empty] | BLACK | Threaded - Coupling Concentric Reducing - MI - DN40-25 | Standard | 3676016 | PASS
EXP61053 | M110 | CW-ARRAY | EXP61053D-1 |  | THREADED-COUPLING CONCENTRIC REDUCING-Class 150 | 40x25 | 40.2/56.2 | 1 | 54 | [9 empty] | BLACK | Threaded - Coupling Concentric Reducing - MI - DN40-25 | Standard | 3676019 | PASS
EXP61053 | M110 | CW-ARRAY | EXP61053D-1 |  | VIC FP COUPLING STYLE 009N (RIGID) | 65x65 | 76.1 | 1 | [10 empty] | BLACK | Victaulic-FP-FireLock EZ Rigid Coupling Style 009N | Standard | 3676023 | PASS
EXP61053 | M110 | CW-ARRAY | EXP61053D-1 |  | VIC FP COUPLING STYLE 009N (RIGID) | 65x65 | 76.1 | 1 | [10 empty] | BLACK | Victaulic-FP-FireLock EZ Rigid Coupling Style 009N | Standard | 3676025 | PASS
EXP61053 | M110 | CW-ARRAY | EXP61053D-1 |  | THREADED-COUPLING CONCENTRIC REDUCING-Class 150 | 40x25 | 56.2/40.2 | 1 | 54 | [9 empty] | BLACK | Threaded - Coupling Concentric Reducing - MI - DN40-25 | Standard | 3676027 | PASS
EXP61053 | M110 | CW-ARRAY | EXP61053D-1 |  | VIC FP COUPLING STYLE 009N (RIGID) | 65x65 | 76.1 | 1 | [10 empty] | BLACK | Victaulic-FP-FireLock EZ Rigid Coupling Style 009N | Standard | 3676060 | PASS
EXP61053 | M110 | CW-ARRAY | EXP61053D-1 |  | VIC FP COUPLING STYLE 009N (RIGID) | 65x65 | 76.1 | 1 | [10 empty] | BLACK | Victaulic-FP-FireLock EZ Rigid Coupling Style 009N | Standard | 3676062 | PASS
EXP61053 | M110 | CW-ARRAY | EXP61053D-1 |  | VIC FP COUPLING STYLE 009N (RIGID) | 150x150 | 165.1 | 1 | [10 empty] | BLACK | Victaulic-FP-FireLock EZ Rigid Coupling Style 009N_Union | Standard | 3676065 | PASS
EXP61053 | M110 | CW-ARRAY | EXP61053D-1 |  | VIC FP COUPLING STYLE 009N (RIGID) | 150x150 | 165.1 | 1 | [10 empty] | BLACK | Victaulic-FP-FireLock EZ Rigid Coupling Style 009N_Union | Standard | 3676066 | PASS
EXP61053 | M110 | CW-ARRAY | EXP61053D-2 |  | BUTTWELD CAP END | 65 | 76.1 | 1 | [10 empty] | BLACK | Pipe Fitting - Butt-Welded Cap End | Standard | 3676085 | PASS
EXP61053 | M110 | CW-ARRAY | EXP61053D-2 |  | THREADED-COUPLING CONCENTRIC REDUCING-Class 150 | 40x25 | 40.2/56.2 | 1 | 54 | [9 empty] | BLACK | Threaded - Coupling Concentric Reducing - MI - DN40-25 | Standard | 3676095 | PASS
EXP61053 | M110 | CW-ARRAY | EXP61053D-2 |  | THREADED-COUPLING CONCENTRIC REDUCING-Class 150 | 40x25 | 40.2/56.2 | 1 | 54 | [9 empty] | BLACK | Threaded - Coupling Concentric Reducing - MI - DN40-25 | Standard | 3676098 | PASS
EXP61053 | M110 | CW-ARRAY | EXP61053D-2 |  | BUTTWELD CAP END | 65 | 76.1 | 1 | [10 empty] | BLACK | Pipe Fitting - Butt-Welded Cap End | Standard | 3676099 | PASS
EXP61053 | M110 | CW-ARRAY | EXP61053D-2 |  | VIC FP COUPLING STYLE 009N (RIGID) | 65x65 | 76.1 | 1 | [10 empty] | BLACK | Victaulic-FP-FireLock EZ Rigid Coupling Style 009N | Standard | 3676102 | PASS
EXP61053 | M110 | CW-ARRAY | EXP61053D-2 |  | VIC FP COUPLING STYLE 009N (RIGID) | 65x65 | 76.1 | 1 | [10 empty] | BLACK | Victaulic-FP-FireLock EZ Rigid Coupling Style 009N | Standard | 3676104 | PASS
EXP61053 | M110 | CW-ARRAY | EXP61053D-2 |  | THREADED-COUPLING CONCENTRIC REDUCING-Class 150 | 40x25 | 56.2/40.2 | 1 | 54 | [9 empty] | BLACK | Threaded - Coupling Concentric Reducing - MI - DN40-25 | Standard | 3676106 | PASS
EXP61053 | M110 | CW-ARRAY | EXP61053D-2 |  | BUTTWELD CAP END | 65 | 76.1 | 1 | [10 empty] | BLACK | Pipe Fitting - Butt-Welded Cap End | Standard | 3676120 | PASS
EXP61053 | M110 | CW-ARRAY | EXP61053D-2 |  | BUTTWELD CAP END | 65 | 76.1 | 1 | [10 empty] | BLACK | Pipe Fitting - Butt-Welded Cap End | Standard | 3676135 | PASS
EXP61053 | M110 | CW-ARRAY | EXP61053D-2 |  | VIC FP COUPLING STYLE 009N (RIGID) | 65x65 | 76.1 | 1 | [10 empty] | BLACK | Victaulic-FP-FireLock EZ Rigid Coupling Style 009N | Standard | 3676138 | PASS
EXP61053 | M110 | CW-ARRAY | EXP61053D-2 |  | VIC FP COUPLING STYLE 009N (RIGID) | 65x65 | 76.1 | 1 | [10 empty] | BLACK | Victaulic-FP-FireLock EZ Rigid Coupling Style 009N | Standard | 3676140 | PASS
EXP61053 | M110 | CW-ARRAY | EXP61053D-2 |  | VIC FP COUPLING STYLE 009N (RIGID) | 150x150 | 165.1 | 1 | [10 empty] | BLACK | Victaulic-FP-FireLock EZ Rigid Coupling Style 009N_Union | Standard | 3676143 | PASS
EXP61053 | M110 | CW-ARRAY | EXP61053D-2 |  | VIC FP COUPLING STYLE 009N (RIGID) | 150x150 | 165.1 | 1 | [10 empty] | BLACK | Victaulic-FP-FireLock EZ Rigid Coupling Style 009N_Union | Standard | 3676144 | PASS
EXP61053 | M110 | CW-DISTRIBUTION | EXP61053D |  | VIC QUICKVIC COUPLING STYLE 177N (FLEX) | 150x150 | 165.1 | 1 | [10 empty] | BLACK | Victaulic-IPS-QuickVic Flexible Coupling Style 177_Union | Standard | 3676152 | PASS
EXP61053 | M110 | CW-DISTRIBUTION | EXP61053D |  | VIC QUICKVIC COUPLING STYLE 177N (FLEX) | 150x150 | 165.1 | 1 | [10 empty] | BLACK | Victaulic-IPS-QuickVic Flexible Coupling Style 177_Union | Standard | 3676154 | PASS
EXP61053 | M110 | CW-ARRAY | EXP61053D-2 |  | VIC FP COUPLING STYLE 009N (RIGID) | 150x150 | 165.1 | 1 | [10 empty] | BLACK | Victaulic-FP-FireLock EZ Rigid Coupling Style 009N | Standard | 3676168 | PASS
EXP61053 | M110 | CW-ARRAY | EXP61053D-1 |  | VIC FP CAP No 006 | 150 | 165.1 | 1 | [10 empty] | BLACK | Victaulic-FP-Cap No 006 | Standard | 3676174 | PASS
EXP61053 | M110 | CW-ARRAY | EXP61053D-2 |  | VIC FP CAP No 006 | 150 | 165.1 | 1 | [10 empty] | BLACK | Victaulic-FP-Cap No 006 | Standard | 3676175 | PASS
EXP61053 | M110 | CW-ARRAY | EXP61053D-2 |  | VIC FP COUPLING STYLE 009N (RIGID) | 150x150 | 165.1 | 1 | [10 empty] | BLACK | Victaulic-FP-FireLock EZ Rigid Coupling Style 009N | Standard | 3676176 | PASS
EXP61053 | M110 | CW-ARRAY | EXP61053D-2 |  | VIC FP 90 DEG ELBOW No 001 | 150x150 | 165.1 | 1 | [10 empty] | BLACK | Victaulic-FP-Elbow No 001-003 | Standard | 3676179 | PASS
EXP61053 | M110 | CW-DISTRIBUTION | EXP61053D |  | VIC FP 90 DEG ELBOW No 001 | 150x150 | 165.1 | 1 | [10 empty] | BLACK | Victaulic-FP-Elbow No 001-003 | Standard | 3676180 | PASS
EXP61053 | M110 | CW-DISTRIBUTION | EXP61053B |  | VIC QUICKVIC COUPLING STYLE 177N (FLEX) | 150x150 | 165.1 | 1 | [10 empty] | BLACK | Victaulic-IPS-QuickVic Flexible Coupling Style 177_Union | Standard | 3692715 | PASS
EXP61053 | M110 | CW-DISTRIBUTION | EXP61053B |  | VIC QUICKVIC COUPLING STYLE 177N (FLEX) | 150x150 | 165.1 | 1 | [10 empty] | BLACK | Victaulic-IPS-QuickVic Flexible Coupling Style 177_Union | Standard | 3692717 | PASS
EXP61053 | M110 | CW-DISTRIBUTION | EXP61053B |  | VIC QUICKVIC COUPLING STYLE 177N (FLEX) | 150x150 | 165.1 | 1 | [10 empty] | BLACK | Victaulic-IPS-QuickVic Flexible Coupling Style 177_Union | Standard | 3692719 | PASS
EXP61053 | M110 | CW-DISTRIBUTION | EXP61053B |  | VIC QUICKVIC COUPLING STYLE 177N (FLEX) | 150x150 | 165.1 | 1 | [10 empty] | BLACK | Victaulic-IPS-QuickVic Flexible Coupling Style 177_Union | Standard | 3692762 | PASS
EXP61053 | M110 | CW-DISTRIBUTION | EXP61053B |  | VIC QUICKVIC COUPLING STYLE 177N (FLEX) | 150x150 | 165.1 | 1 | [10 empty] | BLACK | Victaulic-IPS-QuickVic Flexible Coupling Style 177_Union | Standard | 3692764 | PASS
EXP61053 | M110 | CW-DISTRIBUTION | EXP61053B |  | VIC QUICKVIC COUPLING STYLE 177N (FLEX) | 150x150 | 165.1 | 1 | [10 empty] | BLACK | Victaulic-IPS-QuickVic Flexible Coupling Style 177_Union | Standard | 3692766 | PASS
EXP61053 | M110 | CW-DISTRIBUTION | EXP61053C |  | VIC QUICKVIC COUPLING STYLE 177N (FLEX) | 150x150 | 165.1 | 1 | [10 empty] | BLACK | Victaulic-IPS-QuickVic Flexible Coupling Style 177_Union | Standard | 3693859 | PASS
EXP61053 | M110 | CW-DISTRIBUTION | EXP61053C |  | VIC QUICKVIC COUPLING STYLE 177N (FLEX) | 150x150 | 165.1 | 1 | [10 empty] | BLACK | Victaulic-IPS-QuickVic Flexible Coupling Style 177_Union | Standard | 3693861 | PASS
EXP61053 | M110 | CW-DISTRIBUTION | EXP61053C |  | VIC QUICKVIC COUPLING STYLE 177N (FLEX) | 150x150 | 165.1 | 1 | [10 empty] | BLACK | Victaulic-IPS-QuickVic Flexible Coupling Style 177_Union | Standard | 3693863 | PASS
EXP61053 | M110 | CW-DISTRIBUTION | EXP61053B |  | VIC QUICKVIC COUPLING STYLE 177N (FLEX) | 150x150 | 165.1 | 1 | [10 empty] | BLACK | Victaulic-IPS-QuickVic Flexible Coupling Style 177_Union | Standard | 3708800 | PASS
EXP61053 | M110 | CW-DISTRIBUTION | EXP61053D |  | VIC QUICKVIC COUPLING STYLE 177N (FLEX) | 150x150 | 165.1 | 1 | [10 empty] | BLACK | Victaulic-IPS-QuickVic Flexible Coupling Style 177_Union | Standard | 3722899 | PASS
EXP61053 | M110 | CW-DISTRIBUTION | EXP61053C |  | VIC QUICKVIC COUPLING STYLE 177N (FLEX) | 150x150 | 165.1 | 1 | [10 empty] | BLACK | Victaulic-IPS-QuickVic Flexible Coupling Style 177_Union | Standard | 3722952 | PASS
EXP61053 | M110 | CW-DISTRIBUTION | EXP61053C |  | VIC QUICKVIC COUPLING STYLE 177N (FLEX) | 150x150 | 165.1 | 1 | [10 empty] | BLACK | Victaulic-IPS-QuickVic Flexible Coupling Style 177_Union | Standard | 3722963 | PASS
EXP61053 | M110 | CW-DISTRIBUTION | EXP61053B |  | VIC QUICKVIC COUPLING STYLE 177N (FLEX) | 150x150 | 165.1 | 1 | [10 empty] | BLACK | Victaulic-IPS-QuickVic Flexible Coupling Style 177_Union | Standard | 3723023 | PASS
EXP61053 | M110 | CW-DISTRIBUTION | EXP61053C |  | VIC QUICKVIC COUPLING STYLE 177N (FLEX) | 150x150 | 165.1 | 1 | [10 empty] | BLACK | Victaulic-IPS-QuickVic Flexible Coupling Style 177_Union | Standard | 3723027 | PASS
EXP61053 | M110 | CW-DISTRIBUTION | EXP61053C |  | VIC QUICKVIC COUPLING STYLE 177N (FLEX) | 150x150 | 165.1 | 1 | [10 empty] | BLACK | Victaulic-IPS-QuickVic Flexible Coupling Style 177_Union | Standard | 3723031 | PASS
EXP61053 | M110 | CW-DISTRIBUTION | EXP61053A |  | VIC QUICKVIC COUPLING STYLE 177N (FLEX) | 150x150 | 165.1 | 1 | [10 empty] | BLACK | Victaulic-IPS-QuickVic Flexible Coupling Style 177_Union | Standard | 3729649 | PASS
EXP61053 | M110 | CW-DISTRIBUTION | EXP61053A |  | VIC QUICKVIC COUPLING STYLE 177N (FLEX) | 150x150 | 165.1 | 1 | [10 empty] | BLACK | Victaulic-IPS-QuickVic Flexible Coupling Style 177_Union | Standard | 3729660 | PASS
EXP61053 | M110 | CW-DISTRIBUTION | EXP61053A |  | VIC QUICKVIC COUPLING STYLE 177N (FLEX) | 150x150 | 165.1 | 1 | [10 empty] | BLACK | Victaulic-IPS-QuickVic Flexible Coupling Style 177_Union | Standard | 3729670 | PASS
EXP61053 | M110 | CW-DISTRIBUTION | EXP61053A |  | VIC QUICKVIC COUPLING STYLE 177N (FLEX) | 150x150 | 165.1 | 1 | [10 empty] | BLACK | Victaulic-IPS-QuickVic Flexible Coupling Style 177_Union | Standard | 3729689 | PASS
EXP61053 | M110 | CW-DISTRIBUTION | EXP61053A |  | VIC QUICKVIC COUPLING STYLE 177N (FLEX) | 150x150 | 165.1 | 1 | [10 empty] | BLACK | Victaulic-IPS-QuickVic Flexible Coupling Style 177_Union | Standard | 3731060 | PASS
EXP61053 | M110 | CW-DISTRIBUTION | EXP61053A |  | VIC QUICKVIC COUPLING STYLE 177N (FLEX) | 150x150 | 165.1 | 1 | [10 empty] | BLACK | Victaulic-IPS-QuickVic Flexible Coupling Style 177_Union | Standard | 3731064 | PASS
EXP61053 | M110 | CW-DISTRIBUTION | EXP61053A |  | VIC QUICKVIC COUPLING STYLE 177N (FLEX) | 150x150 | 165.1 | 1 | [10 empty] | BLACK | Victaulic-IPS-QuickVic Flexible Coupling Style 177_Union | Standard | 3731068 | PASS
EXP61053 | M110 | CW-DISTRIBUTION | EXP61053A |  | VIC QUICKVIC COUPLING STYLE 177N (FLEX) | 150x150 | 165.1 | 1 | [10 empty] | BLACK | Victaulic-IPS-QuickVic Flexible Coupling Style 177_Union | Standard | 3731072 | PASS
EXP61053 | M110 | CW-DISTRIBUTION | EXP61053A |  | VIC QUICKVIC COUPLING STYLE 177N (FLEX) | 150x150 | 165.1 | 1 | [10 empty] | BLACK | Victaulic-IPS-QuickVic Flexible Coupling Style 177_Union | Standard | 3731095 | PASS
EXP61053 | M110 | CW-DISTRIBUTION | EXP61053A |  | VIC QUICKVIC COUPLING STYLE 177N (FLEX) | 150x150 | 165.1 | 1 | [10 empty] | BLACK | Victaulic-IPS-QuickVic Flexible Coupling Style 177_Union | Standard | 3731099 | PASS
EXP61053 | M110 | CW-DISTRIBUTION | EXP61053A |  | VIC QUICKVIC COUPLING STYLE 177N (FLEX) | 150x150 | 165.1 | 1 | [10 empty] | BLACK | Victaulic-IPS-QuickVic Flexible Coupling Style 177_Union | Standard | 3731103 | PASS
EXP61053 | M110 | CW-DISTRIBUTION | EXP61053A |  | VIC QUICKVIC COUPLING STYLE 177N (FLEX) | 150x150 | 165.1 | 1 | [10 empty] | BLACK | Victaulic-IPS-QuickVic Flexible Coupling Style 177_Union | Standard | 3731107 | PASS
EXP61053 | M110 | CW-DISTRIBUTION | EXP61053A |  | VIC QUICKVIC COUPLING STYLE 177N (FLEX) | 150x150 | 165.1 | 1 | [10 empty] | BLACK | Victaulic-IPS-QuickVic Flexible Coupling Style 177_Union | Standard | 3731126 | PASS
EXP61053 | M110 | CW-DISTRIBUTION | EXP61053A |  | VIC QUICKVIC COUPLING STYLE 177N (FLEX) | 150x150 | 165.1 | 1 | [10 empty] | BLACK | Victaulic-IPS-QuickVic Flexible Coupling Style 177_Union | Standard | 3731130 | PASS
EXP61053 | M110 | CW-DISTRIBUTION | EXP61053A |  | VIC QUICKVIC COUPLING STYLE 177N (FLEX) | 150x150 | 165.1 | 1 | [10 empty] | BLACK | Victaulic-IPS-QuickVic Flexible Coupling Style 177_Union | Standard | 3731134 | PASS
EXP61053 | M110 | CW-DISTRIBUTION | EXP61053A |  | VIC QUICKVIC COUPLING STYLE 177N (FLEX) | 150x150 | 165.1 | 1 | [10 empty] | BLACK | Victaulic-IPS-QuickVic Flexible Coupling Style 177_Union | Standard | 3731138 | PASS
EXP61053 | M110 | CW-DISTRIBUTION | EXP61053A |  | VIC QUICKVIC COUPLING STYLE 177N (FLEX) | 150x150 | 165.1 | 1 | [10 empty] | BLACK | Victaulic-IPS-QuickVic Flexible Coupling Style 177_Union | Standard | 3731919 | PASS
EXP61053 | M110 | CW-DISTRIBUTION | EXP61053B |  | VIC QUICKVIC COUPLING STYLE 177N (FLEX) | 150x150 | 165.1 | 1 | [10 empty] | BLACK | Victaulic-IPS-QuickVic Flexible Coupling Style 177_Union | Standard | 3732111 | PASS
EXP61053 | M110 | CW-DISTRIBUTION | EXP61053B |  | VIC QUICKVIC COUPLING STYLE 177N (FLEX) | 150x150 | 165.1 | 1 | [10 empty] | BLACK | Victaulic-IPS-QuickVic Flexible Coupling Style 177_Union | Standard | 3732157 | PASS
EXP61053 | M110 | CW-DISTRIBUTION | EXP61053A |  | VIC QUICKVIC COUPLING STYLE 177N (FLEX) | 150x150 | 165.1 | 1 | [10 empty] | BLACK | Victaulic-IPS-QuickVic Flexible Coupling Style 177_Union | Standard | 3732617 | PASS
EXP61053 | M110 | CW-DISTRIBUTION | EXP61053B |  | VIC QUICKVIC COUPLING STYLE 177N (FLEX) | 150x150 | 165.1 | 1 | [10 empty] | BLACK | Victaulic-IPS-QuickVic Flexible Coupling Style 177_Union | Standard | 3732621 | PASS
EXP61053 | M110 | CW-DISTRIBUTION | EXP61053B |  | VIC QUICKVIC COUPLING STYLE 177N (FLEX) | 150x150 | 165.1 | 1 | [10 empty] | BLACK | Victaulic-IPS-QuickVic Flexible Coupling Style 177_Union | Standard | 3732625 | PASS
EXP61053 | M110 | CW-DISTRIBUTION | EXP61053A |  | VIC QUICKVIC COUPLING STYLE 177N (FLEX) | 150x150 | 165.1 | 1 | [10 empty] | BLACK | Victaulic-IPS-QuickVic Flexible Coupling Style 177_Union | Standard | 3732644 | PASS
EXP61053 | M110 | CW-DISTRIBUTION | EXP61053B |  | VIC QUICKVIC COUPLING STYLE 177N (FLEX) | 150x150 | 165.1 | 1 | [10 empty] | BLACK | Victaulic-IPS-QuickVic Flexible Coupling Style 177_Union | Standard | 3732648 | PASS
EXP61053 | M110 | CW-DISTRIBUTION | EXP61053B |  | VIC QUICKVIC COUPLING STYLE 177N (FLEX) | 150x150 | 165.1 | 1 | [10 empty] | BLACK | Victaulic-IPS-QuickVic Flexible Coupling Style 177_Union | Standard | 3732652 | PASS
EXP61053 | M110-M111 | CP-INTERNAL | EXP61053 |  | VIC FP 90 DEG ELBOW No 001 | 150x150 | 165.1 | 1 | [10 empty] | GAL | Victaulic-FP-Elbow No 001-003 | Standard | 7099417 | PASS
EXP61053 | M110-M111 | CP-INTERNAL | EXP61053 |  | VIC FP 90 DEG ELBOW No 001 | 150x150 | 165.1 | 1 | [10 empty] | GAL | Victaulic-FP-Elbow No 001-003 | Standard | 7099419 | PASS
EXP61053 | M110-M111 | CP-INTERNAL | EXP61053 |  | VIC FP COUPLING STYLE 009N (RIGID) | 150x150 | 165.1 | 1 | [10 empty] | GAL | Victaulic-FP-FireLock EZ Rigid Coupling Style 009N_Union | Standard | 7099421 | PASS
EXP61053 | M110-M111 | CP-INTERNAL | EXP61053 |  | VIC FP COUPLING STYLE 009N (RIGID) | 150x150 | 165.1 | 1 | [10 empty] | GAL | Victaulic-FP-FireLock EZ Rigid Coupling Style 009N_Union | Standard | 7099425 | PASS
EXP61053 | M110-M111 | CP-INTERNAL | EXP61053 |  | VIC FP COUPLING STYLE 009N (RIGID) | 150x150 | 165.1 | 1 | [10 empty] | GAL | Victaulic-FP-FireLock EZ Rigid Coupling Style 009N_Union | Standard | 7099427 | PASS
EXP61053 | M110-M111 | CP-INTERNAL | EXP61053 |  | VIC FP 90 DEG ELBOW No 001 | 150x150 | 165.1 | 1 | [10 empty] | GAL | Victaulic-FP-Elbow No 001-003 | Standard | 7099429 | PASS
EXP61053 | M110-M111 | CP-INTERNAL | EXP61053 |  | VIC FP COUPLING STYLE 009N (RIGID) | 150x150 | 165.1 | 1 | [10 empty] | GAL | Victaulic-FP-FireLock EZ Rigid Coupling Style 009N_Union | Standard | 7099431 | PASS
EXP61053 | M110-M111 | CP-INTERNAL | EXP61053 |  | VIC FP 90 DEG ELBOW No 001 | 150x150 | 165.1 | 1 | [10 empty] | GAL | Victaulic-FP-Elbow No 001-003 | Standard | 7099435 | PASS
EXP61053 | M110-M111 | CP-INTERNAL | EXP61053 |  | VIC FP COUPLING STYLE 009N (RIGID) | 150x150 | 165.1 | 1 | [10 empty] | GAL | Victaulic-FP-FireLock EZ Rigid Coupling Style 009N_Union | Standard | 7099439 | PASS
EXP61053 | M110-M111 | CP-INTERNAL | EXP61053 |  | VIC FP COUPLING STYLE 009N (RIGID) | 150x150 | 165.1 | 1 | [10 empty] | GAL | Victaulic-FP-FireLock EZ Rigid Coupling Style 009N_Union | Standard | 7099443 | PASS
EXP61053 | M110-M111 | CP-INTERNAL | EXP61053 |  | VIC FP 90 DEG ELBOW No 001 | 150x150 | 165.1 | 1 | [10 empty] | GAL | Victaulic-FP-Elbow No 001-003 | Standard | 7099445 | PASS
EXP61053 | M110-M111 | CP-INTERNAL | EXP61053 |  | VIC FP COUPLING STYLE 009N (RIGID) | 150x150 | 165.1 | 1 | [10 empty] | GAL | Victaulic-FP-FireLock EZ Rigid Coupling Style 009N_Union | Standard | 7099447 | PASS
EXP61053 | M110-M111 | CP-INTERNAL | EXP61053 |  | VIC FP 45 DEG ELBOW No 003 | 150x150 | 165.1 | 1 | [10 empty] | GAL | Victaulic-FP-Elbow No 001-003 | Standard | 7099451 | PASS
EXP61053 | M110-M111 | CP-INTERNAL | EXP61053 |  | VIC FP 90 DEG ELBOW No 001 | 150x150 | 165.1 | 1 | [10 empty] | GAL | Victaulic-FP-Elbow No 001-003 | Standard | 7099468 | PASS
EXP61053 | M110-M111 | CP-INTERNAL | EXP61053 |  | VIC FP COUPLING STYLE 009N (RIGID) | 150x150 | 165.1 | 1 | [10 empty] | GAL | Victaulic-FP-FireLock EZ Rigid Coupling Style 009N_Union | Standard | 7099472 | PASS
EXP61053 | M110-M111 | CP-INTERNAL | EXP61053 |  | VIC FP COUPLING STYLE 009N (RIGID) | 150x150 | 165.1 | 1 | [10 empty] | GAL | Victaulic-FP-FireLock EZ Rigid Coupling Style 009N_Union | Standard | 7099476 | PASS
EXP61053 | M110-M111 | CP-INTERNAL | EXP61053 |  | VIC FP COUPLING STYLE 009N (RIGID) | 150x150 | 165.1 | 1 | [10 empty] | GAL | Victaulic-FP-FireLock EZ Rigid Coupling Style 009N_Union | Standard | 7099478 | PASS
EXP61053 | M110-M111 | CP-INTERNAL | EXP61053 |  | VIC FP COUPLING STYLE 009N (RIGID) | 150x150 | 165.1 | 1 | [10 empty] | GAL | Victaulic-FP-FireLock EZ Rigid Coupling Style 009N_Union | Standard | 7099480 | PASS
EXP61053 | M110-M111 | CP-INTERNAL | EXP61053 |  | VIC FP COUPLING STYLE 009N (RIGID) | 150x150 | 165.1 | 1 | [10 empty] | GAL | Victaulic-FP-FireLock EZ Rigid Coupling Style 009N_Union | Standard | 7099482 | PASS
EXP61053 | M110-M111 | CP-INTERNAL | EXP61053 |  | VIC FP 90 DEG ELBOW No 001 | 150x150 | 165.1 | 1 | [10 empty] | GAL | Victaulic-FP-Elbow No 001-003 | Standard | 7099486 | PASS
EXP61053 | M110-M111 | CP-INTERNAL | EXP61053 |  | VIC FP 90 DEG ELBOW No 001 | 150x150 | 165.1 | 1 | [10 empty] | GAL | Victaulic-FP-Elbow No 001-003 | Standard | 7099488 | PASS
EXP61053 | M110-M111 | CP-INTERNAL | EXP61053 |  | VIC FP COUPLING STYLE 009N (RIGID) | 150x150 | 165.1 | 1 | [10 empty] | GAL | Victaulic-FP-FireLock EZ Rigid Coupling Style 009N_Union | Standard | 7099490 | PASS
EXP61053 | M110-M111 | CP-INTERNAL | EXP61053 |  | VIC FP COUPLING STYLE 009N (RIGID) | 150x150 | 165.1 | 1 | [10 empty] | GAL | Victaulic-FP-FireLock EZ Rigid Coupling Style 009N_Union | Standard | 7099492 | PASS
EXP61053 | M110-M111 | CP-INTERNAL | EXP61053 |  | VIC FP COUPLING STYLE 009N (RIGID) | 150x150 | 165.1 | 1 | [10 empty] | GAL | Victaulic-FP-FireLock EZ Rigid Coupling Style 009N_Union | Standard | 7099494 | PASS
EXP61053 | M110-M111 | CP-INTERNAL | EXP61053 |  | VIC FP COUPLING STYLE 009N (RIGID) | 150x150 | 165.1 | 1 | [10 empty] | GAL | Victaulic-FP-FireLock EZ Rigid Coupling Style 009N_Union | Standard | 7099498 | PASS
EXP61053 | M110-M111 | CP-INTERNAL | EXP61053 |  | VIC FP COUPLING STYLE 009N (RIGID) | 150x150 | 165.1 | 1 | [10 empty] | GAL | Victaulic-FP-FireLock EZ Rigid Coupling Style 009N_Union | Standard | 7099500 | PASS
EXP61053 | M110-M111 | CP-INTERNAL | EXP61053 |  | VIC FP 90 DEG ELBOW No 001 | 150x150 | 165.1 | 1 | [10 empty] | GAL | Victaulic-FP-Elbow No 001-003 | Standard | 7099507 | PASS
EXP61053 | M110-M111 | CP-INTERNAL | EXP61053 |  | VIC FP 90 DEG ELBOW No 001 | 150x150 | 165.1 | 1 | [10 empty] | GAL | Victaulic-FP-Elbow No 001-003 | Standard | 7099509 | PASS
EXP61053 | M110-M111 | CP-INTERNAL | EXP61053 |  | VIC FP COUPLING STYLE 009N (RIGID) | 150x150 | 165.1 | 1 | [10 empty] | GAL | Victaulic-FP-FireLock EZ Rigid Coupling Style 009N_Union | Standard | 7099511 | PASS
EXP61053 | M110-M111 | CP-INTERNAL | EXP61053 |  | VIC FP COUPLING STYLE 009N (RIGID) | 150x150 | 165.1 | 1 | [10 empty] | GAL | Victaulic-FP-FireLock EZ Rigid Coupling Style 009N_Union | Standard | 7099515 | PASS
EXP61053 | M110-M111 | CP-INTERNAL | EXP61053 |  | VIC FP COUPLING STYLE 009N (RIGID) | 150x150 | 165.1 | 1 | [10 empty] | GAL | Victaulic-FP-FireLock EZ Rigid Coupling Style 009N_Union | Standard | 7099517 | PASS
EXP61053 | M110-M111 | CP-INTERNAL | EXP61053 |  | VIC FP 90 DEG ELBOW No 001 | 150x150 | 165.1 | 1 | [10 empty] | GAL | Victaulic-FP-Elbow No 001-003 | Standard | 7099519 | PASS
EXP61053 | M110-M111 | CP-INTERNAL | EXP61053 |  | VIC FP COUPLING STYLE 009N (RIGID) | 150x150 | 165.1 | 1 | [10 empty] | GAL | Victaulic-FP-FireLock EZ Rigid Coupling Style 009N_Union | Standard | 7099521 | PASS
EXP61053 | M110-M111 | CP-INTERNAL | EXP61053 |  | VIC FP 90 DEG ELBOW No 001 | 150x150 | 165.1 | 1 | [10 empty] | GAL | Victaulic-FP-Elbow No 001-003 | Standard | 7099523 | PASS
EXP61053 | M110-M111 | CP-INTERNAL | EXP61053 |  | VIC FP COUPLING STYLE 009N (RIGID) | 150x150 | 165.1 | 1 | [10 empty] | GAL | Victaulic-FP-FireLock EZ Rigid Coupling Style 009N_Union | Standard | 7099527 | PASS
EXP61053 | M110-M111 | CP-INTERNAL | EXP61053 |  | VIC FP COUPLING STYLE 009N (RIGID) | 150x150 | 165.1 | 1 | [10 empty] | GAL | Victaulic-FP-FireLock EZ Rigid Coupling Style 009N_Union | Standard | 7099531 | PASS
EXP61053 | M110-M111 | CP-INTERNAL | EXP61053 |  | VIC FP 90 DEG ELBOW No 001 | 150x150 | 165.1 | 1 | [10 empty] | GAL | Victaulic-FP-Elbow No 001-003 | Standard | 7099533 | PASS
EXP61053 | M110-M111 | CP-INTERNAL | EXP61053 |  | VIC FP COUPLING STYLE 009N (RIGID) | 150x150 | 165.1 | 1 | [10 empty] | GAL | Victaulic-FP-FireLock EZ Rigid Coupling Style 009N_Union | Standard | 7099535 | PASS
EXP61053 | M110-M111 | CP-INTERNAL | EXP61053 |  | VIC FP 45 DEG ELBOW No 003 | 150x150 | 165.1 | 1 | [10 empty] | GAL | Victaulic-FP-Elbow No 001-003 | Standard | 7099537 | PASS
EXP61053 | M110 | CW-DISTRIBUTION | EXP61053A |  | VIC QUICKVIC COUPLING STYLE 177N (FLEX) | 150x150 | 165.1 | 1 | [10 empty] | BLACK | Victaulic-IPS-QuickVic Flexible Coupling Style 177_Union | Standard | 7140554 | PASS
EXP61053 | M110 | CW-DISTRIBUTION | EXP61053A |  | VIC FP 90 DEG ELBOW No 001 | 150x150 | 165.1 | 1 | [10 empty] | BLACK | Victaulic-FP-Elbow No 001-003 | Standard | 7140710 | PASS
EXP61053 | M110 | CW-DISTRIBUTION | EXP61053A |  | VIC FP 90 DEG ELBOW No 001 | 150x150 | 165.1 | 1 | [10 empty] | BLACK | Victaulic-FP-Elbow No 001-003 | Standard | 7141146 | PASS
EXP61053 | M110 | CW-DISTRIBUTION | EXP61053A |  | VIC FP 90 DEG ELBOW No 001 | 150x150 | 165.1 | 1 | [10 empty] | BLACK | Victaulic-FP-Elbow No 001-003 | Standard | 7141169 | PASS
EXP61053 | M110 | CW-DISTRIBUTION | EXP61053A |  | VIC FP 90 DEG ELBOW No 001 | 150x150 | 165.1 | 1 | [10 empty] | BLACK | Victaulic-FP-Elbow No 001-003 | Standard | 7141192 | PASS
EXP61053 | M110 | CW-DISTRIBUTION | EXP61053A |  | VIC QUICKVIC COUPLING STYLE 177N (FLEX) | 150x150 | 165.1 | 1 | [10 empty] | BLACK | Victaulic-IPS-QuickVic Flexible Coupling Style 177_Union | Standard | 7141215 | PASS
EXP61053 | M110 | CW-DISTRIBUTION | EXP61053A |  | VIC QUICKVIC COUPLING STYLE 177N (FLEX) | 150x150 | 165.1 | 1 | [10 empty] | BLACK | Victaulic-IPS-QuickVic Flexible Coupling Style 177_Union | Standard | 7141233 | PASS
EXP61053 | M110 | CW-DISTRIBUTION | EXP61053A |  | VIC QUICKVIC COUPLING STYLE 177N (FLEX) | 150x150 | 165.1 | 1 | [10 empty] | BLACK | Victaulic-IPS-QuickVic Flexible Coupling Style 177_Union | Standard | 7141249 | PASS
EXP61053 | M111 | CW-DISTRIBUTION | EXP61153A |  | VIC QUICKVIC COUPLING STYLE 177N (FLEX) | 150x150 | 165.1 | 1 | [10 empty] | BLACK | Victaulic-IPS-QuickVic Flexible Coupling Style 177_Union | Standard | 7456115 | PASS
EXP61053 | M111 | CW-DISTRIBUTION | EXP61153A |  | VIC QUICKVIC COUPLING STYLE 177N (FLEX) | 150x150 | 165.1 | 1 | [10 empty] | BLACK | Victaulic-IPS-QuickVic Flexible Coupling Style 177_Union | Standard | 7456123 | PASS
EXP61053 | M111 | CW-DISTRIBUTION | EXP61153A |  | VIC FP 45 DEG ELBOW No 003 | 150x150 | 165.1 | 1 | [10 empty] | BLACK | Victaulic-FP-Elbow No 001-003 | Standard | 7456125 | PASS
EXP61053 | M110-M111 | CP-INTERNAL | EXP61053 |  | VIC FP 45 DEG ELBOW No 003 | 150x150 | 165.1 | 1 | [10 empty] | GAL | Victaulic-FP-Elbow No 001-003 | Standard | 7944417 | PASS
EXP61053 | M110-M111 | CP-INTERNAL | EXP61053 |  | VIC FP 45 DEG ELBOW No 003 | 150x150 | 165.1 | 1 | [10 empty] | GAL | Victaulic-FP-Elbow No 001-003 | Standard | 7944419 | PASS
EXP61053 | M110-M111 | CP-INTERNAL | EXP61053 |  | VIC FP COUPLING STYLE 009N (RIGID) | 150x150 | 165.1 | 1 | [10 empty] | GAL | Victaulic-FP-FireLock EZ Rigid Coupling Style 009N_Union | Standard | 7944455 | PASS
EXP61053 | M110-M111 | CP-INTERNAL | EXP61053 |  | VIC FP COUPLING STYLE 009N (RIGID) | 150x150 | 165.1 | 1 | [10 empty] | GAL | Victaulic-FP-FireLock EZ Rigid Coupling Style 009N_Union | Standard | 7944491 | PASS
EXP61053 | M110-M111 | CP-INTERNAL | EXP61053 |  | VIC FP COUPLING STYLE 009N (RIGID) | 150x150 | 165.1 | 1 | [10 empty] | GAL | Victaulic-FP-FireLock EZ Rigid Coupling Style 009N_Union | Standard | 7944509 | PASS
EXP61053 | M110-M111 | CP-INTERNAL | EXP61053 |  | VIC FP COUPLING STYLE 009N (RIGID) | 150x150 | 165.1 | 1 | [10 empty] | GAL | Victaulic-FP-FireLock EZ Rigid Coupling Style 009N_Union | Standard | 7944535 | PASS
EXP61053 | M110-M111 | CP-INTERNAL | EXP61053 |  | VIC FP COUPLING STYLE 009N (RIGID) | 150x150 | 165.1 | 1 | [10 empty] | GAL | Victaulic-FP-FireLock EZ Rigid Coupling Style 009N_Union | Standard | 7944543 | PASS
EXP61053 | M110 | CW-DISTRIBUTION | EXP61053A |  | VIC FP 45 DEG ELBOW No 003 | 150x150 | 165.1 | 1 | [10 empty] | BLACK | Victaulic-FP-Elbow No 001-003 | Standard | 7945284 | PASS
EXP61053 | M110 | CW-DISTRIBUTION | EXP61053A |  | VIC QUICKVIC COUPLING STYLE 177N (FLEX) | 150x150 | 165.1 | 1 | [10 empty] | BLACK | Victaulic-IPS-QuickVic Flexible Coupling Style 177_Union | Standard | 7945395 | PASS
EXP61053 | M110 | CW-DISTRIBUTION | EXP61053A |  | VIC QUICKVIC COUPLING STYLE 177N (FLEX) | 150x150 | 165.1 | 1 | [10 empty] | BLACK | Victaulic-IPS-QuickVic Flexible Coupling Style 177_Union | Standard | 7945435 | PASS
EXP61053 | M110 | CP-EXTERNAL | EXP61053 |  | VIC FP 45 DEG ELBOW No 003 | 150x150 | 165.1 | 1 | [10 empty] | BLACK | Victaulic-FP-Elbow No 001-003 | Standard | 7945533 | PASS
EXP61053 | M110 | CP-EXTERNAL | EXP61053 |  | VIC QUICKVIC COUPLING STYLE 177N (FLEX) | 150x150 | 165.1 | 1 | [10 empty] | BLACK | Victaulic-IPS-QuickVic Flexible Coupling Style 177_Union | Standard | 7945611 | PASS
EXP61053 | M110 | CW-DISTRIBUTION | EXP61053A |  | VIC FP 45 DEG ELBOW No 003 | 150x150 | 165.1 | 1 | [10 empty] | BLACK | Victaulic-FP-Elbow No 001-003 | Standard | 7945629 | PASS
EXP61053 | M110 | CW-DISTRIBUTION | EXP61053A |  | VIC QUICKVIC COUPLING STYLE 177N (FLEX) | 150x150 | 165.1 | 1 | [10 empty] | BLACK | Victaulic-IPS-QuickVic Flexible Coupling Style 177_Union | Standard | 7945635 | PASS
EXP61053 | M110 | CP-EXTERNAL | EXP61053 |  | VIC FP 45 DEG ELBOW No 003 | 150x150 | 165.1 | 1 | [10 empty] | BLACK | Victaulic-FP-Elbow No 001-003 | Standard | 7945637 | PASS
EXP61053 | M110 | CP-EXTERNAL | EXP61053 |  | VIC QUICKVIC COUPLING STYLE 177N (FLEX) | 150x150 | 165.1 | 1 | [10 empty] | BLACK | Victaulic-IPS-QuickVic Flexible Coupling Style 177_Union | Standard | 7945641 | PASS
EXP61053 | M110 | CW-DISTRIBUTION | EXP61053A |  | VIC FP 45 DEG ELBOW No 003 | 150x150 | 165.1 | 1 | [10 empty] | BLACK | Victaulic-FP-Elbow No 001-003 | Standard | 7945677 | PASS
EXP61053 | M110 | CW-DISTRIBUTION | EXP61053A |  | VIC QUICKVIC COUPLING STYLE 177N (FLEX) | 150x150 | 165.1 | 1 | [10 empty] | BLACK | Victaulic-IPS-QuickVic Flexible Coupling Style 177_Union | Standard | 7945683 | PASS
EXP61053 | M110 | CP-EXTERNAL | EXP61053 |  | VIC FP 45 DEG ELBOW No 003 | 150x150 | 165.1 | 1 | [10 empty] | BLACK | Victaulic-FP-Elbow No 001-003 | Standard | 7945685 | PASS
EXP61053 | M110 | CP-EXTERNAL | EXP61053 |  | VIC QUICKVIC COUPLING STYLE 177N (FLEX) | 150x150 | 165.1 | 1 | [10 empty] | BLACK | Victaulic-IPS-QuickVic Flexible Coupling Style 177_Union | Standard | 7945689 | PASS
EXP61053 | M110 | CW-DISTRIBUTION | EXP61053A |  | VIC FP 45 DEG ELBOW No 003 | 150x150 | 165.1 | 1 | [10 empty] | BLACK | Victaulic-FP-Elbow No 001-003 | Standard | 7945724 | PASS
EXP61053 | M110 | CW-DISTRIBUTION | EXP61053A |  | VIC QUICKVIC COUPLING STYLE 177N (FLEX) | 150x150 | 165.1 | 1 | [10 empty] | BLACK | Victaulic-IPS-QuickVic Flexible Coupling Style 177_Union | Standard | 7945730 | PASS
EXP61053 | M110 | CP-EXTERNAL | EXP61053 |  | VIC FP 45 DEG ELBOW No 003 | 150x150 | 165.1 | 1 | [10 empty] | BLACK | Victaulic-FP-Elbow No 001-003 | Standard | 7945732 | PASS
EXP61053 | M110 | CP-EXTERNAL | EXP61053 |  | VIC QUICKVIC COUPLING STYLE 177N (FLEX) | 150x150 | 165.1 | 1 | [10 empty] | BLACK | Victaulic-IPS-QuickVic Flexible Coupling Style 177_Union | Standard | 7945736 | PASS
EXP61053 | M110 | CW-DISTRIBUTION | EXP61053A |  | VIC QUICKVIC COUPLING STYLE 177N (FLEX) | 150x150 | 165.1 | 1 | [10 empty] | BLACK | Victaulic-IPS-QuickVic Flexible Coupling Style 177_Union | Standard | 7946171 | PASS
EXP61053 | M110 | CW-DISTRIBUTION | EXP61053A |  | VIC QUICKVIC COUPLING STYLE 177N (FLEX) | 150x150 | 165.1 | 1 | [10 empty] | BLACK | Victaulic-IPS-QuickVic Flexible Coupling Style 177_Union | Standard | 7946202 | PASS
EXP61053 | M110 | CW-DISTRIBUTION | EXP61053A |  | VIC QUICKVIC COUPLING STYLE 177N (FLEX) | 150x150 | 165.1 | 1 | [10 empty] | BLACK | Victaulic-IPS-QuickVic Flexible Coupling Style 177_Union | Standard | 7946209 | PASS
EXP61053 | M110 | CW-ARRAY | EXP61053C-2 |  | Kép | 40x25 | 48.3 | 1 | 12.7 | [9 empty] | BLACK | Hex Bushing Thread Reducer | Standard | 8177055 | PASS
EXP61053 | M110 | CW-ARRAY | EXP61053C-2 |  | Kép | 40x25 | 48.3 | 1 | 12.7 | [9 empty] | BLACK | Hex Bushing Thread Reducer | Standard | 8177057 | PASS
EXP61053 | M110 | CW-ARRAY | EXP61053C-2 |  | Kép | 40x25 | 48.3 | 1 | 12.7 | [9 empty] | BLACK | Hex Bushing Thread Reducer | Standard | 8177059 | PASS
EXP61053 | M110 | CW-ARRAY | EXP61053C-1 |  | Kép | 40x25 | 48.3 | 1 | 12.7 | [9 empty] | BLACK | Hex Bushing Thread Reducer | Standard | 8177061 | PASS
EXP61053 | M110 | CW-ARRAY | EXP61053C-1 |  | Kép | 40x25 | 48.3 | 1 | 12.7 | [9 empty] | BLACK | Hex Bushing Thread Reducer | Standard | 8177063 | PASS
EXP61053 | M110 | CW-ARRAY | EXP61053C-1 |  | Kép | 40x25 | 48.3 | 1 | 12.7 | [9 empty] | BLACK | Hex Bushing Thread Reducer | Standard | 8177065 | PASS
EXP61053 | M110 | CW-ARRAY | EXP61053B-2 |  | Kép | 40x25 | 48.3 | 1 | 12.7 | [9 empty] | BLACK | Hex Bushing Thread Reducer | Standard | 8177067 | PASS
EXP61053 | M110 | CW-ARRAY | EXP61053B-2 |  | Kép | 40x25 | 48.3 | 1 | 12.7 | [9 empty] | BLACK | Hex Bushing Thread Reducer | Standard | 8177069 | PASS
EXP61053 | M110 | CW-ARRAY | EXP61053B-2 |  | Kép | 40x25 | 48.3 | 1 | 12.7 | [9 empty] | BLACK | Hex Bushing Thread Reducer | Standard | 8177071 | PASS
EXP61053 | M110 | CW-ARRAY | EXP61053B-1 |  | Kép | 40x25 | 48.3 | 1 | 12.7 | [9 empty] | BLACK | Hex Bushing Thread Reducer | Standard | 8177073 | PASS
EXP61053 | M110 | CW-ARRAY | EXP61053B-1 |  | Kép | 40x25 | 48.3 | 1 | 12.7 | [9 empty] | BLACK | Hex Bushing Thread Reducer | Standard | 8177075 | PASS
EXP61053 | M110 | CW-ARRAY | EXP61053A |  | Kép | 40x25 | 48.3 | 1 | 12.7 | [9 empty] | BLACK | Hex Bushing Thread Reducer | Standard | 8177079 | PASS
EXP61053 | M110 | CW-ARRAY | EXP61053A |  | Kép | 40x25 | 48.3 | 1 | 12.7 | [9 empty] | BLACK | Hex Bushing Thread Reducer | Standard | 8177081 | PASS
EXP61053 | M110 | CW-ARRAY | EXP61053A |  | Kép | 40x25 | 48.3 | 1 | 12.7 | [9 empty] | BLACK | Hex Bushing Thread Reducer | Standard | 8177083 | PASS
EXP61053 | M111 | CP-EXTERNAL | EXP61153 |  | VIC FP 90 DEG ELBOW No 001 | 150x150 | 165.1 | 1 | [10 empty] | BLACK | Victaulic-FP-Elbow No 001-003 | Standard | 8397507 | PASS
EXP61053 | M111 | CP-EXTERNAL | EXP61153 |  | VIC FP 90 DEG ELBOW No 001 | 150x150 | 165.1 | 1 | [10 empty] | BLACK | Victaulic-FP-Elbow No 001-003 | Standard | 8397515 | PASS
EXP61053 | M111 | CP-EXTERNAL | EXP61153 |  | VIC FP 45 DEG ELBOW No 003 | 150x150 | 165.1 | 1 | [10 empty] | BLACK | Victaulic-FP-Elbow No 001-003 | Standard | 8397756 | PASS
EXP61053 | M111 | CP-EXTERNAL | EXP61153 |  | VIC QUICKVIC COUPLING STYLE 177N (FLEX) | 150x150 | 165.1 | 1 | [10 empty] | BLACK | Victaulic-IPS-QuickVic Flexible Coupling Style 177_Union | Standard | 8398053 | PASS
EXP61053 | M111 | CP-EXTERNAL | EXP61153 |  | VIC QUICKVIC COUPLING STYLE 177N (FLEX) | 150x150 | 165.1 | 1 | [10 empty] | BLACK | Victaulic-IPS-QuickVic Flexible Coupling Style 177_Union | Standard | 8398080 | PASS
EXP61053 | M111 | CW-DISTRIBUTION | EXP61153A |  | VIC QUICKVIC COUPLING STYLE 177N (FLEX) | 150x150 | 165.1 | 1 | [10 empty] | BLACK | Victaulic-IPS-QuickVic Flexible Coupling Style 177_Union | Standard | 8398256 | PASS
EXP61053 | M111 | CW-DISTRIBUTION | EXP61153A |  | VIC QUICKVIC COUPLING STYLE 177N (FLEX) | 150x150 | 165.1 | 1 | [10 empty] | BLACK | Victaulic-IPS-QuickVic Flexible Coupling Style 177_Union | Standard | 8398258 | PASS
EXP61053 | M111 | CW-DISTRIBUTION | EXP61153A |  | VIC FP 45 DEG ELBOW No 003 | 150x150 | 165.1 | 1 | [10 empty] | BLACK | Victaulic-FP-Elbow No 001-003 | Standard | 8398260 | PASS
EXP61053 | M111 | CP-EXTERNAL | EXP61153 |  | VIC FP 90 DEG ELBOW No 001 | 150x150 | 165.1 | 1 | [10 empty] | BLACK | Victaulic-FP-Elbow No 001-003 | Standard | 8398262 | PASS
EXP61053 | M111 | CP-EXTERNAL | EXP61153 |  | VIC FP 90 DEG ELBOW No 001 | 150x150 | 165.1 | 1 | [10 empty] | BLACK | Victaulic-FP-Elbow No 001-003 | Standard | 8398264 | PASS
EXP61053 | M111 | CP-EXTERNAL | EXP61153 |  | VIC FP 45 DEG ELBOW No 003 | 150x150 | 165.1 | 1 | [10 empty] | BLACK | Victaulic-FP-Elbow No 001-003 | Standard | 8398276 | PASS
EXP61053 | M111 | CP-EXTERNAL | EXP61153 |  | VIC QUICKVIC COUPLING STYLE 177N (FLEX) | 150x150 | 165.1 | 1 | [10 empty] | BLACK | Victaulic-IPS-QuickVic Flexible Coupling Style 177_Union | Standard | 8398282 | PASS
EXP61053 | M111 | CP-EXTERNAL | EXP61153 |  | VIC QUICKVIC COUPLING STYLE 177N (FLEX) | 150x150 | 165.1 | 1 | [10 empty] | BLACK | Victaulic-IPS-QuickVic Flexible Coupling Style 177_Union | Standard | 8398284 | PASS
EXP61053 | M111 | CW-DISTRIBUTION | EXP61153A |  | VIC QUICKVIC COUPLING STYLE 177N (FLEX) | 150x150 | 165.1 | 1 | [10 empty] | BLACK | Victaulic-IPS-QuickVic Flexible Coupling Style 177_Union | Standard | 8398301 | PASS
EXP61053 | M111 | CW-DISTRIBUTION | EXP61153A |  | VIC QUICKVIC COUPLING STYLE 177N (FLEX) | 150x150 | 165.1 | 1 | [10 empty] | BLACK | Victaulic-IPS-QuickVic Flexible Coupling Style 177_Union | Standard | 8398303 | PASS
EXP61053 | M111 | CW-DISTRIBUTION | EXP61153A |  | VIC FP 45 DEG ELBOW No 003 | 150x150 | 165.1 | 1 | [10 empty] | BLACK | Victaulic-FP-Elbow No 001-003 | Standard | 8398305 | PASS
EXP61053 | M111 | CP-EXTERNAL | EXP61153 |  | VIC FP 90 DEG ELBOW No 001 | 150x150 | 165.1 | 1 | [10 empty] | BLACK | Victaulic-FP-Elbow No 001-003 | Standard | 8398307 | PASS
EXP61053 | M111 | CP-EXTERNAL | EXP61153 |  | VIC FP 90 DEG ELBOW No 001 | 150x150 | 165.1 | 1 | [10 empty] | BLACK | Victaulic-FP-Elbow No 001-003 | Standard | 8398309 | PASS
EXP61053 | M111 | CP-EXTERNAL | EXP61153 |  | VIC FP 45 DEG ELBOW No 003 | 150x150 | 165.1 | 1 | [10 empty] | BLACK | Victaulic-FP-Elbow No 001-003 | Standard | 8398321 | PASS
EXP61053 | M111 | CP-EXTERNAL | EXP61153 |  | VIC QUICKVIC COUPLING STYLE 177N (FLEX) | 150x150 | 165.1 | 1 | [10 empty] | BLACK | Victaulic-IPS-QuickVic Flexible Coupling Style 177_Union | Standard | 8398327 | PASS
EXP61053 | M111 | CP-EXTERNAL | EXP61153 |  | VIC QUICKVIC COUPLING STYLE 177N (FLEX) | 150x150 | 165.1 | 1 | [10 empty] | BLACK | Victaulic-IPS-QuickVic Flexible Coupling Style 177_Union | Standard | 8398329 | PASS
EXP61053 | M111 | CW-DISTRIBUTION | EXP61153A |  | VIC QUICKVIC COUPLING STYLE 177N (FLEX) | 150x150 | 165.1 | 1 | [10 empty] | BLACK | Victaulic-IPS-QuickVic Flexible Coupling Style 177_Union | Standard | 8398344 | PASS
EXP61053 | M111 | CW-DISTRIBUTION | EXP61153A |  | VIC QUICKVIC COUPLING STYLE 177N (FLEX) | 150x150 | 165.1 | 1 | [10 empty] | BLACK | Victaulic-IPS-QuickVic Flexible Coupling Style 177_Union | Standard | 8398346 | PASS
EXP61053 | M111 | CW-DISTRIBUTION | EXP61153A |  | VIC FP 45 DEG ELBOW No 003 | 150x150 | 165.1 | 1 | [10 empty] | BLACK | Victaulic-FP-Elbow No 001-003 | Standard | 8398348 | PASS
EXP61053 | M111 | CP-EXTERNAL | EXP61153 |  | VIC FP 90 DEG ELBOW No 001 | 150x150 | 165.1 | 1 | [10 empty] | BLACK | Victaulic-FP-Elbow No 001-003 | Standard | 8398350 | PASS
EXP61053 | M111 | CP-EXTERNAL | EXP61153 |  | VIC FP 90 DEG ELBOW No 001 | 150x150 | 165.1 | 1 | [10 empty] | BLACK | Victaulic-FP-Elbow No 001-003 | Standard | 8398352 | PASS
EXP61053 | M111 | CP-EXTERNAL | EXP61153 |  | VIC FP 45 DEG ELBOW No 003 | 150x150 | 165.1 | 1 | [10 empty] | BLACK | Victaulic-FP-Elbow No 001-003 | Standard | 8398364 | PASS
EXP61053 | M111 | CP-EXTERNAL | EXP61153 |  | VIC QUICKVIC COUPLING STYLE 177N (FLEX) | 150x150 | 165.1 | 1 | [10 empty] | BLACK | Victaulic-IPS-QuickVic Flexible Coupling Style 177_Union | Standard | 8398370 | PASS
EXP61053 | M111 | CP-EXTERNAL | EXP61153 |  | VIC QUICKVIC COUPLING STYLE 177N (FLEX) | 150x150 | 165.1 | 1 | [10 empty] | BLACK | Victaulic-IPS-QuickVic Flexible Coupling Style 177_Union | Standard | 8398372 | PASS
EXP61053 | M110 | CW-ARRAY | EXP61053B-1 |  | THREADED-COUPLING CONCENTRIC REDUCING-Class 150 | 40x25 | 56.2/40.2 | 1 | 54 | [9 empty] | BLACK | Threaded - Coupling Concentric Reducing - MI - DN40-25 | Standard | 9142325 | PASS
EXP61053 | M110 | CW-ARRAY | EXP61053B-1 |  | VIC FP COUPLING STYLE 009N (RIGID) | 150x150 | 165.1 | 1 | [10 empty] | BLACK | Victaulic-FP-FireLock EZ Rigid Coupling Style 009N_Union | Standard | 9211583 | PASS
EXP61053 | M110 | CW-ARRAY | EXP61053B-1 |  | VIC FP COUPLING STYLE 009N (RIGID) | 150x150 | 165.1 | 1 | [10 empty] | BLACK | Victaulic-FP-FireLock EZ Rigid Coupling Style 009N_Union | Standard | 9211587 | PASS
EXP61053 | M110 | CW-ARRAY | EXP61053B-1 |  | VIC FP COUPLING STYLE 009N (RIGID) | 150x150 | 165.1 | 1 | [10 empty] | BLACK | Victaulic-FP-FireLock EZ Rigid Coupling Style 009N_Union | Standard | 9212442 | PASS
EXP61053 | M110 | CW-ARRAY | EXP61053B-2 |  | VIC FP COUPLING STYLE 009N (RIGID) | 150x150 | 165.1 | 1 | [10 empty] | BLACK | Victaulic-FP-FireLock EZ Rigid Coupling Style 009N_Union | Standard | 9214019 | PASS
EXP61053 | M110 | CW-ARRAY | EXP61053B-2 |  | VIC FP COUPLING STYLE 009N (RIGID) | 150x150 | 165.1 | 1 | [10 empty] | BLACK | Victaulic-FP-FireLock EZ Rigid Coupling Style 009N_Union | Standard | 9214059 | PASS
EXP61053 | M110 | CW-ARRAY | EXP61053C-1 |  | VIC FP COUPLING STYLE 009N (RIGID) | 150x150 | 165.1 | 1 | [10 empty] | BLACK | Victaulic-FP-FireLock EZ Rigid Coupling Style 009N_Union | Standard | 9217142 | PASS
EXP61053 | M110 | CW-ARRAY | EXP61053C-1 |  | VIC FP COUPLING STYLE 009N (RIGID) | 150x150 | 165.1 | 1 | [10 empty] | BLACK | Victaulic-FP-FireLock EZ Rigid Coupling Style 009N_Union | Standard | 9217248 | PASS
EXP61053 | M110 | CW-ARRAY | EXP61053C-1 |  | VIC FP COUPLING STYLE 009N (RIGID) | 150x150 | 165.1 | 1 | [10 empty] | BLACK | Victaulic-FP-FireLock EZ Rigid Coupling Style 009N_Union | Standard | 9217276 | PASS
EXP61053 | M110 | CW-ARRAY | EXP61053C-2 |  | VIC FP COUPLING STYLE 009N (RIGID) | 150x150 | 165.1 | 1 | [10 empty] | BLACK | Victaulic-FP-FireLock EZ Rigid Coupling Style 009N_Union | Standard | 9218842 | PASS
EXP61053 | M110 | CW-ARRAY | EXP61053C-2 |  | VIC FP COUPLING STYLE 009N (RIGID) | 150x150 | 165.1 | 1 | [10 empty] | BLACK | Victaulic-FP-FireLock EZ Rigid Coupling Style 009N_Union | Standard | 9218915 | PASS
EXP61053 | M110 | CW-ARRAY | EXP61053D-2 |  | VIC FP COUPLING STYLE 009N (RIGID) | 150x150 | 165.1 | 1 | [10 empty] | BLACK | Victaulic-FP-FireLock EZ Rigid Coupling Style 009N_Union | Standard | 9220813 | PASS
EXP61053 | M110 | CW-ARRAY | EXP61053D-2 |  | VIC FP COUPLING STYLE 009N (RIGID) | 150x150 | 165.1 | 1 | [10 empty] | BLACK | Victaulic-FP-FireLock EZ Rigid Coupling Style 009N_Union | Standard | 9220953 | PASS
EXP61053 | M110 | CW-ARRAY | EXP61053A |  | VIC FP COUPLING STYLE 009N (RIGID) | 150x150 | 165.1 | 1 | [10 empty] | BLACK | Victaulic-FP-FireLock EZ Rigid Coupling Style 009N_Union | Standard | 9269796 | PASS
EXP61053 | M110 | CW-ARRAY | EXP61053D-1 |  | BUTTWELD CAP END | 65 | 76.1 | 1 | [10 empty] | BLACK | Pipe Fitting - Butt-Welded Cap End | Standard | 9874257 | PASS
EXP61053 | M110 | CW-ARRAY | EXP61053D-1 |  | Kép | 40x25 | 48.3 | 1 | 12.7 | [9 empty] | BLACK | Hex Bushing Thread Reducer | Standard | 9874271 | PASS
EXP61053 | M110 | CW-ARRAY | EXP61053D-1 |  | Kép | 40x25 | 48.3 | 1 | 12.7 | [9 empty] | BLACK | Hex Bushing Thread Reducer | Standard | 9874273 | PASS
EXP61053 | M110 | CW-ARRAY | EXP61053D-1 |  | Kép | 40x25 | 48.3 | 1 | 12.7 | [9 empty] | BLACK | Hex Bushing Thread Reducer | Standard | 9874275 | PASS
EXP61053 | M110 | CW-ARRAY | EXP61053D-1 |  | VIC FP COUPLING STYLE 009N (RIGID) | 65x65 | 76.1 | 1 | [10 empty] | BLACK | Victaulic-FP-FireLock EZ Rigid Coupling Style 009N | Standard | 9874310 | PASS
EXP61053 | M110 | CW-ARRAY | EXP61053D-1 |  | BUTTWELD CAP END | 65 | 76.1 | 1 | [10 empty] | BLACK | Pipe Fitting - Butt-Welded Cap End | Standard | 9878826 | PASS
EXP61053 | M110 | CW-ARRAY | EXP61053D-1 |  | VIC FP COUPLING STYLE 009N (RIGID) | 65x65 | 76.1 | 1 | [10 empty] | BLACK | Victaulic-FP-FireLock EZ Rigid Coupling Style 009N | Standard | 9878845 | PASS
EXP61053 | M110 | CW-ARRAY | EXP61053D-1 |  | VIC FP CAP No 006 | 65 | 76.1 | 1 | [10 empty] | BLACK | Victaulic-FP-Cap No 006 | Standard | 9878848 | PASS
EXP61053 | M110 | CW-ARRAY | EXP61053D-1 |  | VIC FP CAP No 006 | 65 | 76.1 | 1 | [10 empty] | BLACK | Victaulic-FP-Cap No 006 | Standard | 9878850 | PASS
EXP61053 | M110 | CW-ARRAY | EXP61053D-1 |  | VIC FP COUPLING STYLE 009N (RIGID) | 150x150 | 165.1 | 1 | [10 empty] | BLACK | Victaulic-FP-FireLock EZ Rigid Coupling Style 009N_Union | Standard | 9878869 | PASS
EXP61053 | M110 | CW-ARRAY | EXP61053D-1 |  | VIC FP COUPLING STYLE 009N (RIGID) | 150x150 | 165.1 | 1 | [10 empty] | BLACK | Victaulic-FP-FireLock EZ Rigid Coupling Style 009N_Union | Standard | 9878872 | PASS
EXP61053 | M110 | CW-DISTRIBUTION | EXP61053D |  | VIC FP TEE No 002 | 150x150x150 | 165.1 | 1 | [10 empty] | BLACK | Victaulic-FP-Tee No 002 | Standard | 9880867 | PASS
EXP61053 | M110 | CW-ARRAY | EXP61053D-1 |  | VIC FP 90 DEG ELBOW No 001 | 150x150 | 165.1 | 1 | [10 empty] | BLACK | Victaulic-FP-Elbow No 001-003 | Standard | 9880873 | PASS
EXP61053 | M110 | CW-ARRAY | EXP61053D-1 |  | VIC FP 90 DEG ELBOW No 001 | 150x150 | 165.1 | 1 | [10 empty] | BLACK | Victaulic-FP-Elbow No 001-003 | Standard | 9880877 | PASS
EXP61053 | M110 | CW-ARRAY | EXP61053D-1 |  | VIC FP COUPLING STYLE 009N (RIGID) | 150x150 | 165.1 | 1 | [10 empty] | BLACK | Victaulic-FP-FireLock EZ Rigid Coupling Style 009N_Union | Standard | 9880879 | PASS
EXP61053 | M110 | CW-ARRAY | EXP61053D-1 |  | VIC FP COUPLING STYLE 009N (RIGID) | 150x150 | 165.1 | 1 | [10 empty] | BLACK | Victaulic-FP-FireLock EZ Rigid Coupling Style 009N_Union | Standard | 9880884 | PASS
EXP61053 | M110 | CW-ARRAY | EXP61053D-1 |  | VIC FP COUPLING STYLE 009N (RIGID) | 150x150 | 165.1 | 1 | [10 empty] | BLACK | Victaulic-FP-FireLock EZ Rigid Coupling Style 009N_Union | Standard | 9880888 | PASS
EXP61053 | M110 | CW-DISTRIBUTION | EXP61053D |  | VIC QUICKVIC COUPLING STYLE 177N (FLEX) | 150x150 | 165.1 | 1 | [10 empty] | BLACK | Victaulic-IPS-QuickVic Flexible Coupling Style 177_Union | Standard | 9880895 | PASS
EXP61053 | M110 | CW-DISTRIBUTION | EXP61053D |  | VIC QUICKVIC COUPLING STYLE 177N (FLEX) | 150x150 | 165.1 | 1 | [10 empty] | BLACK | Victaulic-IPS-QuickVic Flexible Coupling Style 177_Union | Standard | 9880902 | PASS
EXP61053 | M110 | CW-DISTRIBUTION | EXP61053D |  | VIC QUICKVIC COUPLING STYLE 177N (FLEX) | 150x150 | 165.1 | 1 | [10 empty] | BLACK | Victaulic-IPS-QuickVic Flexible Coupling Style 177_Union | Standard | 9881314 | PASS
EXP61053 | M111 | CW-ARRAY | EXP61153A-1 |  | BUTTWELD CAP END | 65 | 76.1 | 1 | [10 empty] | BLACK | Pipe Fitting - Butt-Welded Cap End | Standard | 11596078 | PASS
EXP61053 | M111 | CW-ARRAY | EXP61153A-1 |  | THREADED-COUPLING CONCENTRIC REDUCING-Class 150 | 40x25 | 40.2/56.2 | 1 | 54 | [9 empty] | BLACK | Threaded - Coupling Concentric Reducing - MI - DN40-25 | Standard | 11596083 | PASS
EXP61053 | M111 | CW-ARRAY | EXP61153A-1 |  | THREADED-COUPLING CONCENTRIC REDUCING-Class 150 | 40x25 | 40.2/56.2 | 1 | 54 | [9 empty] | BLACK | Threaded - Coupling Concentric Reducing - MI - DN40-25 | Standard | 11596086 | PASS
EXP61053 | M111 | CW-ARRAY | EXP61153A-1 |  | BUTTWELD CAP END | 65 | 76.1 | 1 | [10 empty] | BLACK | Pipe Fitting - Butt-Welded Cap End | Standard | 11596087 | PASS
EXP61053 | M111 | CW-ARRAY | EXP61153A-1 |  | VIC FP COUPLING STYLE 009N (RIGID) | 65x65 | 76.1 | 1 | [10 empty] | BLACK | Victaulic-FP-FireLock EZ Rigid Coupling Style 009N | Standard | 11596090 | PASS
EXP61053 | M111 | CW-ARRAY | EXP61153A-1 |  | VIC FP COUPLING STYLE 009N (RIGID) | 65x65 | 76.1 | 1 | [10 empty] | BLACK | Victaulic-FP-FireLock EZ Rigid Coupling Style 009N | Standard | 11596092 | PASS
EXP61053 | M111 | CW-ARRAY | EXP61153A-1 |  | THREADED-COUPLING CONCENTRIC REDUCING-Class 150 | 40x25 | 56.2/40.2 | 1 | 54 | [9 empty] | BLACK | Threaded - Coupling Concentric Reducing - MI - DN40-25 | Standard | 11596094 | PASS
EXP61053 | M111 | CW-ARRAY | EXP61153A-1 |  | BUTTWELD CAP END | 65 | 76.1 | 1 | [10 empty] | BLACK | Pipe Fitting - Butt-Welded Cap End | Standard | 11596108 | PASS
EXP61053 | M111 | CW-ARRAY | EXP61153A-1 |  | BUTTWELD CAP END | 65 | 76.1 | 1 | [10 empty] | BLACK | Pipe Fitting - Butt-Welded Cap End | Standard | 11596115 | PASS
EXP61053 | M111 | CW-ARRAY | EXP61153A-1 |  | VIC FP COUPLING STYLE 009N (RIGID) | 65x65 | 76.1 | 1 | [10 empty] | BLACK | Victaulic-FP-FireLock EZ Rigid Coupling Style 009N | Standard | 11596118 | PASS
EXP61053 | M111 | CW-ARRAY | EXP61153A-1 |  | VIC FP COUPLING STYLE 009N (RIGID) | 65x65 | 76.1 | 1 | [10 empty] | BLACK | Victaulic-FP-FireLock EZ Rigid Coupling Style 009N | Standard | 11596120 | PASS
EXP61053 | M111 | CW-ARRAY | EXP61153A-1 |  | VIC FP COUPLING STYLE 009N (RIGID) | 150x150 | 165.1 | 1 | [10 empty] | BLACK | Victaulic-FP-FireLock EZ Rigid Coupling Style 009N_Union | Standard | 11596123 | PASS
EXP61053 | M111 | CW-ARRAY | EXP61153A-1 |  | VIC FP COUPLING STYLE 009N (RIGID) | 150x150 | 165.1 | 1 | [10 empty] | BLACK | Victaulic-FP-FireLock EZ Rigid Coupling Style 009N_Union | Standard | 11596124 | PASS
EXP61053 | M111 | CW-ARRAY | EXP61153A-2 |  | BUTTWELD CAP END | 65 | 76.1 | 1 | [10 empty] | BLACK | Pipe Fitting - Butt-Welded Cap End | Standard | 11596141 | PASS
EXP61053 | M111 | CW-ARRAY | EXP61153A-2 |  | THREADED-COUPLING CONCENTRIC REDUCING-Class 150 | 40x25 | 40.2/56.2 | 1 | 54 | [9 empty] | BLACK | Threaded - Coupling Concentric Reducing - MI - DN40-25 | Standard | 11596147 | PASS
EXP61053 | M111 | CW-ARRAY | EXP61153A-2 |  | THREADED-COUPLING CONCENTRIC REDUCING-Class 150 | 40x25 | 40.2/56.2 | 1 | 54 | [9 empty] | BLACK | Threaded - Coupling Concentric Reducing - MI - DN40-25 | Standard | 11596150 | PASS
EXP61053 | M111 | CW-ARRAY | EXP61153A-2 |  | BUTTWELD CAP END | 65 | 76.1 | 1 | [10 empty] | BLACK | Pipe Fitting - Butt-Welded Cap End | Standard | 11596151 | PASS
EXP61053 | M111 | CW-ARRAY | EXP61153A-2 |  | VIC FP COUPLING STYLE 009N (RIGID) | 65x65 | 76.1 | 1 | [10 empty] | BLACK | Victaulic-FP-FireLock EZ Rigid Coupling Style 009N | Standard | 11596154 | PASS
EXP61053 | M111 | CW-ARRAY | EXP61153A-2 |  | VIC FP COUPLING STYLE 009N (RIGID) | 65x65 | 76.1 | 1 | [10 empty] | BLACK | Victaulic-FP-FireLock EZ Rigid Coupling Style 009N | Standard | 11596156 | PASS
EXP61053 | M111 | CW-ARRAY | EXP61153A-2 |  | THREADED-COUPLING CONCENTRIC REDUCING-Class 150 | 40x25 | 56.2/40.2 | 1 | 54 | [9 empty] | BLACK | Threaded - Coupling Concentric Reducing - MI - DN40-25 | Standard | 11596158 | PASS
EXP61053 | M111 | CW-ARRAY | EXP61153A-2 |  | BUTTWELD CAP END | 65 | 76.1 | 1 | [10 empty] | BLACK | Pipe Fitting - Butt-Welded Cap End | Standard | 11596172 | PASS
EXP61053 | M111 | CW-ARRAY | EXP61153A-2 |  | BUTTWELD CAP END | 65 | 76.1 | 1 | [10 empty] | BLACK | Pipe Fitting - Butt-Welded Cap End | Standard | 11596179 | PASS
EXP61053 | M111 | CW-ARRAY | EXP61153A-2 |  | VIC FP COUPLING STYLE 009N (RIGID) | 65x65 | 76.1 | 1 | [10 empty] | BLACK | Victaulic-FP-FireLock EZ Rigid Coupling Style 009N | Standard | 11596182 | PASS
EXP61053 | M111 | CW-ARRAY | EXP61153A-2 |  | VIC FP COUPLING STYLE 009N (RIGID) | 65x65 | 76.1 | 1 | [10 empty] | BLACK | Victaulic-FP-FireLock EZ Rigid Coupling Style 009N | Standard | 11596184 | PASS
EXP61053 | M111 | CW-ARRAY | EXP61153A-2 |  | VIC FP COUPLING STYLE 009N (RIGID) | 150x150 | 165.1 | 1 | [10 empty] | BLACK | Victaulic-FP-FireLock EZ Rigid Coupling Style 009N_Union | Standard | 11596187 | PASS
EXP61053 | M111 | CW-ARRAY | EXP61153A-2 |  | VIC FP COUPLING STYLE 009N (RIGID) | 150x150 | 165.1 | 1 | [10 empty] | BLACK | Victaulic-FP-FireLock EZ Rigid Coupling Style 009N_Union | Standard | 11596188 | PASS
EXP61053 | M111 | CW-DISTRIBUTION | EXP61153A |  | VIC QUICKVIC COUPLING STYLE 177N (FLEX) | 150x150 | 165.1 | 1 | [10 empty] | BLACK | Victaulic-IPS-QuickVic Flexible Coupling Style 177_Union | Standard | 11596194 | PASS
EXP61053 | M111 | CW-DISTRIBUTION | EXP61153A |  | VIC QUICKVIC COUPLING STYLE 177N (FLEX) | 150x150 | 165.1 | 1 | [10 empty] | BLACK | Victaulic-IPS-QuickVic Flexible Coupling Style 177_Union | Standard | 11596196 | PASS
EXP61053 | M111 | CW-DISTRIBUTION | EXP61153A |  | VIC QUICKVIC COUPLING STYLE 177N (FLEX) | 150x150 | 165.1 | 1 | [10 empty] | BLACK | Victaulic-IPS-QuickVic Flexible Coupling Style 177_Union | Standard | 11596198 | PASS
EXP61053 | M111 | CW-ARRAY | EXP61153A-2 |  | VIC FP COUPLING STYLE 009N (RIGID) | 150x150 | 165.1 | 1 | [10 empty] | BLACK | Victaulic-FP-FireLock EZ Rigid Coupling Style 009N | Standard | 11596200 | PASS
EXP61053 | M111 | CW-ARRAY | EXP61153A-1 |  | VIC FP CAP No 006 | 150 | 165.1 | 1 | [10 empty] | BLACK | Victaulic-FP-Cap No 006 | Standard | 11596204 | PASS
EXP61053 | M111 | CW-ARRAY | EXP61153A-2 |  | VIC FP CAP No 006 | 150 | 165.1 | 1 | [10 empty] | BLACK | Victaulic-FP-Cap No 006 | Standard | 11596205 | PASS
EXP61053 | M111 | CW-ARRAY | EXP61153A-2 |  | VIC FP COUPLING STYLE 009N (RIGID) | 150x150 | 165.1 | 1 | [10 empty] | BLACK | Victaulic-FP-FireLock EZ Rigid Coupling Style 009N | Standard | 11596206 | PASS
EXP61053 | M111 | CW-ARRAY | EXP61153A-1 |  | VIC FP COUPLING STYLE 009N (RIGID) | 150x150 | 165.1 | 1 | [10 empty] | BLACK | Victaulic-FP-FireLock EZ Rigid Coupling Style 009N | Standard | 11596207 | PASS
EXP61053 | M111 | CW-DISTRIBUTION | EXP61153A |  | VIC FP TEE No 002 | 150x150x150 | 165.1 | 1 | [10 empty] | BLACK | Victaulic-FP-Tee No 002 | Standard | 11596208 | PASS
EXP61053 | M111 | CW-ARRAY | EXP61153A-2 |  | VIC FP 90 DEG ELBOW No 001 | 150x150 | 165.1 | 1 | [10 empty] | BLACK | Victaulic-FP-Elbow No 001-003 | Standard | 11596209 | PASS
EXP61053 | M111 | CW-DISTRIBUTION | EXP61153A |  | VIC FP 90 DEG ELBOW No 001 | 150x150 | 165.1 | 1 | [10 empty] | BLACK | Victaulic-FP-Elbow No 001-003 | Standard | 11596210 | PASS
EXP61053 | M111 | CW-ARRAY | EXP61153A-1 |  | VIC FP 90 DEG ELBOW No 001 | 150x150 | 165.1 | 1 | [10 empty] | BLACK | Victaulic-FP-Elbow No 001-003 | Standard | 11596211 | PASS
EXP61053 | M111 | CW-ARRAY | EXP61153B-2 |  | BUTTWELD CAP END | 65 | 76.1 | 1 | [10 empty] | BLACK | Pipe Fitting - Butt-Welded Cap End | Standard | 11596383 | PASS
EXP61053 | M111 | CW-ARRAY | EXP61153B-2 |  | THREADED-COUPLING CONCENTRIC REDUCING-Class 150 | 40x25 | 40.2/56.2 | 1 | 54 | [9 empty] | BLACK | Threaded - Coupling Concentric Reducing - MI - DN40-25 | Standard | 11596389 | PASS
EXP61053 | M111 | CW-ARRAY | EXP61153B-2 |  | THREADED-COUPLING CONCENTRIC REDUCING-Class 150 | 40x25 | 40.2/56.2 | 1 | 54 | [9 empty] | BLACK | Threaded - Coupling Concentric Reducing - MI - DN40-25 | Standard | 11596392 | PASS
EXP61053 | M111 | CW-ARRAY | EXP61153B-2 |  | BUTTWELD CAP END | 65 | 76.1 | 1 | [10 empty] | BLACK | Pipe Fitting - Butt-Welded Cap End | Standard | 11596393 | PASS
EXP61053 | M111 | CW-ARRAY | EXP61153B-2 |  | VIC FP COUPLING STYLE 009N (RIGID) | 65x65 | 76.1 | 1 | [10 empty] | BLACK | Victaulic-FP-FireLock EZ Rigid Coupling Style 009N | Standard | 11596396 | PASS
EXP61053 | M111 | CW-ARRAY | EXP61153B-2 |  | VIC FP COUPLING STYLE 009N (RIGID) | 65x65 | 76.1 | 1 | [10 empty] | BLACK | Victaulic-FP-FireLock EZ Rigid Coupling Style 009N | Standard | 11596398 | PASS
EXP61053 | M111 | CW-ARRAY | EXP61153B-2 |  | THREADED-COUPLING CONCENTRIC REDUCING-Class 150 | 40x25 | 56.2/40.2 | 1 | 54 | [9 empty] | BLACK | Threaded - Coupling Concentric Reducing - MI - DN40-25 | Standard | 11596400 | PASS
EXP61053 | M111 | CW-ARRAY | EXP61153B-2 |  | BUTTWELD CAP END | 65 | 76.1 | 1 | [10 empty] | BLACK | Pipe Fitting - Butt-Welded Cap End | Standard | 11596414 | PASS
EXP61053 | M111 | CW-ARRAY | EXP61153B-2 |  | BUTTWELD CAP END | 65 | 76.1 | 1 | [10 empty] | BLACK | Pipe Fitting - Butt-Welded Cap End | Standard | 11596421 | PASS
EXP61053 | M111 | CW-ARRAY | EXP61153B-2 |  | VIC FP COUPLING STYLE 009N (RIGID) | 65x65 | 76.1 | 1 | [10 empty] | BLACK | Victaulic-FP-FireLock EZ Rigid Coupling Style 009N | Standard | 11596424 | PASS
EXP61053 | M111 | CW-ARRAY | EXP61153B-2 |  | VIC FP COUPLING STYLE 009N (RIGID) | 65x65 | 76.1 | 1 | [10 empty] | BLACK | Victaulic-FP-FireLock EZ Rigid Coupling Style 009N | Standard | 11596426 | PASS
EXP61053 | M111 | CW-ARRAY | EXP61153B-2 |  | VIC FP COUPLING STYLE 009N (RIGID) | 150x150 | 165.1 | 1 | [10 empty] | BLACK | Victaulic-FP-FireLock EZ Rigid Coupling Style 009N_Union | Standard | 11596429 | PASS
EXP61053 | M111 | CW-ARRAY | EXP61153B-2 |  | VIC FP COUPLING STYLE 009N (RIGID) | 150x150 | 165.1 | 1 | [10 empty] | BLACK | Victaulic-FP-FireLock EZ Rigid Coupling Style 009N_Union | Standard | 11596430 | PASS
EXP61053 | M111 | CW-DISTRIBUTION | EXP61153B |  | VIC QUICKVIC COUPLING STYLE 177N (FLEX) | 150x150 | 165.1 | 1 | [10 empty] | BLACK | Victaulic-IPS-QuickVic Flexible Coupling Style 177_Union | Standard | 11596436 | PASS
EXP61053 | M111 | CW-DISTRIBUTION | EXP61153B |  | VIC QUICKVIC COUPLING STYLE 177N (FLEX) | 150x150 | 165.1 | 1 | [10 empty] | BLACK | Victaulic-IPS-QuickVic Flexible Coupling Style 177_Union | Standard | 11596438 | PASS
EXP61053 | M111 | CW-DISTRIBUTION | EXP61153B |  | VIC QUICKVIC COUPLING STYLE 177N (FLEX) | 150x150 | 165.1 | 1 | [10 empty] | BLACK | Victaulic-IPS-QuickVic Flexible Coupling Style 177_Union | Standard | 11596440 | PASS
EXP61053 | M111 | CW-ARRAY | EXP61153B-2 |  | VIC FP COUPLING STYLE 009N (RIGID) | 150x150 | 165.1 | 1 | [10 empty] | BLACK | Victaulic-FP-FireLock EZ Rigid Coupling Style 009N | Standard | 11596442 | PASS
EXP61053 | M111 | CW-ARRAY | EXP61153B-2 |  | VIC FP CAP No 006 | 150 | 165.1 | 1 | [10 empty] | BLACK | Victaulic-FP-Cap No 006 | Standard | 11596447 | PASS
EXP61053 | M111 | CW-ARRAY | EXP61153B-2 |  | VIC FP COUPLING STYLE 009N (RIGID) | 150x150 | 165.1 | 1 | [10 empty] | BLACK | Victaulic-FP-FireLock EZ Rigid Coupling Style 009N | Standard | 11596448 | PASS
EXP61053 | M111 | CW-ARRAY | EXP61153B-2 |  | VIC FP 90 DEG ELBOW No 001 | 150x150 | 165.1 | 1 | [10 empty] | BLACK | Victaulic-FP-Elbow No 001-003 | Standard | 11596451 | PASS
EXP61053 | M111 | CW-DISTRIBUTION | EXP61153B |  | VIC FP 90 DEG ELBOW No 001 | 150x150 | 165.1 | 1 | [10 empty] | BLACK | Victaulic-FP-Elbow No 001-003 | Standard | 11596452 | PASS
EXP61053 | M111 | CW-ARRAY | EXP61153C-1 |  | BUTTWELD CAP END | 65 | 76.1 | 1 | [10 empty] | BLACK | Pipe Fitting - Butt-Welded Cap End | Standard | 11596562 | PASS
EXP61053 | M111 | CW-ARRAY | EXP61153C-1 |  | THREADED-COUPLING CONCENTRIC REDUCING-Class 150 | 40x25 | 40.2/56.2 | 1 | 54 | [9 empty] | BLACK | Threaded - Coupling Concentric Reducing - MI - DN40-25 | Standard | 11596567 | PASS
EXP61053 | M111 | CW-ARRAY | EXP61153C-1 |  | THREADED-COUPLING CONCENTRIC REDUCING-Class 150 | 40x25 | 40.2/56.2 | 1 | 54 | [9 empty] | BLACK | Threaded - Coupling Concentric Reducing - MI - DN40-25 | Standard | 11596570 | PASS
EXP61053 | M111 | CW-ARRAY | EXP61153C-1 |  | BUTTWELD CAP END | 65 | 76.1 | 1 | [10 empty] | BLACK | Pipe Fitting - Butt-Welded Cap End | Standard | 11596571 | PASS
EXP61053 | M111 | CW-ARRAY | EXP61153C-1 |  | VIC FP COUPLING STYLE 009N (RIGID) | 65x65 | 76.1 | 1 | [10 empty] | BLACK | Victaulic-FP-FireLock EZ Rigid Coupling Style 009N | Standard | 11596574 | PASS
EXP61053 | M111 | CW-ARRAY | EXP61153C-1 |  | VIC FP COUPLING STYLE 009N (RIGID) | 65x65 | 76.1 | 1 | [10 empty] | BLACK | Victaulic-FP-FireLock EZ Rigid Coupling Style 009N | Standard | 11596576 | PASS
EXP61053 | M111 | CW-ARRAY | EXP61153C-1 |  | THREADED-COUPLING CONCENTRIC REDUCING-Class 150 | 40x25 | 56.2/40.2 | 1 | 54 | [9 empty] | BLACK | Threaded - Coupling Concentric Reducing - MI - DN40-25 | Standard | 11596578 | PASS
EXP61053 | M111 | CW-ARRAY | EXP61153C-1 |  | BUTTWELD CAP END | 65 | 76.1 | 1 | [10 empty] | BLACK | Pipe Fitting - Butt-Welded Cap End | Standard | 11596592 | PASS
EXP61053 | M111 | CW-ARRAY | EXP61153C-1 |  | BUTTWELD CAP END | 65 | 76.1 | 1 | [10 empty] | BLACK | Pipe Fitting - Butt-Welded Cap End | Standard | 11596599 | PASS
EXP61053 | M111 | CW-ARRAY | EXP61153C-1 |  | VIC FP COUPLING STYLE 009N (RIGID) | 65x65 | 76.1 | 1 | [10 empty] | BLACK | Victaulic-FP-FireLock EZ Rigid Coupling Style 009N | Standard | 11596602 | PASS
EXP61053 | M111 | CW-ARRAY | EXP61153C-1 |  | VIC FP COUPLING STYLE 009N (RIGID) | 65x65 | 76.1 | 1 | [10 empty] | BLACK | Victaulic-FP-FireLock EZ Rigid Coupling Style 009N | Standard | 11596604 | PASS
EXP61053 | M111 | CW-ARRAY | EXP61153C-1 |  | VIC FP COUPLING STYLE 009N (RIGID) | 150x150 | 165.1 | 1 | [10 empty] | BLACK | Victaulic-FP-FireLock EZ Rigid Coupling Style 009N_Union | Standard | 11596607 | PASS
EXP61053 | M111 | CW-ARRAY | EXP61153C-1 |  | VIC FP COUPLING STYLE 009N (RIGID) | 150x150 | 165.1 | 1 | [10 empty] | BLACK | Victaulic-FP-FireLock EZ Rigid Coupling Style 009N_Union | Standard | 11596608 | PASS
EXP61053 | M111 | CW-ARRAY | EXP61153C-2 |  | BUTTWELD CAP END | 65 | 76.1 | 1 | [10 empty] | BLACK | Pipe Fitting - Butt-Welded Cap End | Standard | 11596623 | PASS
EXP61053 | M111 | CW-ARRAY | EXP61153C-2 |  | THREADED-COUPLING CONCENTRIC REDUCING-Class 150 | 40x25 | 40.2/56.2 | 1 | 54 | [9 empty] | BLACK | Threaded - Coupling Concentric Reducing - MI - DN40-25 | Standard | 11596629 | PASS
EXP61053 | M111 | CW-ARRAY | EXP61153C-2 |  | THREADED-COUPLING CONCENTRIC REDUCING-Class 150 | 40x25 | 40.2/56.2 | 1 | 54 | [9 empty] | BLACK | Threaded - Coupling Concentric Reducing - MI - DN40-25 | Standard | 11596632 | PASS
EXP61053 | M111 | CW-ARRAY | EXP61153C-2 |  | BUTTWELD CAP END | 65 | 76.1 | 1 | [10 empty] | BLACK | Pipe Fitting - Butt-Welded Cap End | Standard | 11596633 | PASS
EXP61053 | M111 | CW-ARRAY | EXP61153C-2 |  | VIC FP COUPLING STYLE 009N (RIGID) | 65x65 | 76.1 | 1 | [10 empty] | BLACK | Victaulic-FP-FireLock EZ Rigid Coupling Style 009N | Standard | 11596636 | PASS
EXP61053 | M111 | CW-ARRAY | EXP61153C-2 |  | VIC FP COUPLING STYLE 009N (RIGID) | 65x65 | 76.1 | 1 | [10 empty] | BLACK | Victaulic-FP-FireLock EZ Rigid Coupling Style 009N | Standard | 11596638 | PASS
EXP61053 | M111 | CW-ARRAY | EXP61153C-2 |  | BUTTWELD CAP END | 65 | 76.1 | 1 | [10 empty] | BLACK | Pipe Fitting - Butt-Welded Cap End | Standard | 11596654 | PASS
EXP61053 | M111 | CW-ARRAY | EXP61153C-2 |  | BUTTWELD CAP END | 65 | 76.1 | 1 | [10 empty] | BLACK | Pipe Fitting - Butt-Welded Cap End | Standard | 11596661 | PASS
EXP61053 | M111 | CW-ARRAY | EXP61153C-2 |  | VIC FP COUPLING STYLE 009N (RIGID) | 65x65 | 76.1 | 1 | [10 empty] | BLACK | Victaulic-FP-FireLock EZ Rigid Coupling Style 009N | Standard | 11596664 | PASS
EXP61053 | M111 | CW-ARRAY | EXP61153C-2 |  | VIC FP COUPLING STYLE 009N (RIGID) | 65x65 | 76.1 | 1 | [10 empty] | BLACK | Victaulic-FP-FireLock EZ Rigid Coupling Style 009N | Standard | 11596666 | PASS
EXP61053 | M111 | CW-ARRAY | EXP61153C-2 |  | VIC FP COUPLING STYLE 009N (RIGID) | 150x150 | 165.1 | 1 | [10 empty] | BLACK | Victaulic-FP-FireLock EZ Rigid Coupling Style 009N_Union | Standard | 11596669 | PASS
EXP61053 | M111 | CW-ARRAY | EXP61153C-2 |  | VIC FP COUPLING STYLE 009N (RIGID) | 150x150 | 165.1 | 1 | [10 empty] | BLACK | Victaulic-FP-FireLock EZ Rigid Coupling Style 009N_Union | Standard | 11596670 | PASS
EXP61053 | M111 | CW-DISTRIBUTION | EXP61153C |  | VIC QUICKVIC COUPLING STYLE 177N (FLEX) | 150x150 | 165.1 | 1 | [10 empty] | BLACK | Victaulic-IPS-QuickVic Flexible Coupling Style 177_Union | Standard | 11596674 | PASS
EXP61053 | M111 | CW-DISTRIBUTION | EXP61153C |  | VIC QUICKVIC COUPLING STYLE 177N (FLEX) | 150x150 | 165.1 | 1 | [10 empty] | BLACK | Victaulic-IPS-QuickVic Flexible Coupling Style 177_Union | Standard | 11596676 | PASS
EXP61053 | M111 | CW-DISTRIBUTION | EXP61153C |  | VIC QUICKVIC COUPLING STYLE 177N (FLEX) | 150x150 | 165.1 | 1 | [10 empty] | BLACK | Victaulic-IPS-QuickVic Flexible Coupling Style 177_Union | Standard | 11596678 | PASS
EXP61053 | M111 | CW-ARRAY | EXP61153C-2 |  | VIC FP COUPLING STYLE 009N (RIGID) | 150x150 | 165.1 | 1 | [10 empty] | BLACK | Victaulic-FP-FireLock EZ Rigid Coupling Style 009N | Standard | 11596680 | PASS
EXP61053 | M111 | CW-ARRAY | EXP61153C-1 |  | VIC FP CAP No 006 | 150 | 165.1 | 1 | [10 empty] | BLACK | Victaulic-FP-Cap No 006 | Standard | 11596684 | PASS
EXP61053 | M111 | CW-ARRAY | EXP61153C-2 |  | VIC FP CAP No 006 | 150 | 165.1 | 1 | [10 empty] | BLACK | Victaulic-FP-Cap No 006 | Standard | 11596685 | PASS
EXP61053 | M111 | CW-ARRAY | EXP61153C-2 |  | VIC FP COUPLING STYLE 009N (RIGID) | 150x150 | 165.1 | 1 | [10 empty] | BLACK | Victaulic-FP-FireLock EZ Rigid Coupling Style 009N | Standard | 11596686 | PASS
EXP61053 | M111 | CW-ARRAY | EXP61153C-1 |  | VIC FP COUPLING STYLE 009N (RIGID) | 150x150 | 165.1 | 1 | [10 empty] | BLACK | Victaulic-FP-FireLock EZ Rigid Coupling Style 009N | Standard | 11596687 | PASS
EXP61053 | M111 | CW-DISTRIBUTION | EXP61153C |  | VIC FP TEE No 002 | 150x150x150 | 165.1 | 1 | [10 empty] | BLACK | Victaulic-FP-Tee No 002 | Standard | 11596688 | PASS
EXP61053 | M111 | CW-ARRAY | EXP61153C-2 |  | VIC FP 90 DEG ELBOW No 001 | 150x150 | 165.1 | 1 | [10 empty] | BLACK | Victaulic-FP-Elbow No 001-003 | Standard | 11596689 | PASS
EXP61053 | M111 | CW-DISTRIBUTION | EXP61153C |  | VIC FP 90 DEG ELBOW No 001 | 150x150 | 165.1 | 1 | [10 empty] | BLACK | Victaulic-FP-Elbow No 001-003 | Standard | 11596690 | PASS
EXP61053 | M111 | CW-ARRAY | EXP61153C-1 |  | VIC FP 90 DEG ELBOW No 001 | 150x150 | 165.1 | 1 | [10 empty] | BLACK | Victaulic-FP-Elbow No 001-003 | Standard | 11596691 | PASS
EXP61053 | M111 | CW-ARRAY | EXP61153D-1 |  | VIC FP COUPLING STYLE 009N (RIGID) | 65x65 | 76.1 | 1 | [10 empty] | BLACK | Victaulic-FP-FireLock EZ Rigid Coupling Style 009N | Standard | 11596790 | PASS
EXP61053 | M111 | CW-ARRAY | EXP61153D-1 |  | VIC FP COUPLING STYLE 009N (RIGID) | 65x65 | 76.1 | 1 | [10 empty] | BLACK | Victaulic-FP-FireLock EZ Rigid Coupling Style 009N | Standard | 11596792 | PASS
EXP61053 | M111 | CW-ARRAY | EXP61153D-1 |  | VIC FP COUPLING STYLE 009N (RIGID) | 65x65 | 76.1 | 1 | [10 empty] | BLACK | Victaulic-FP-FireLock EZ Rigid Coupling Style 009N | Standard | 11596797 | PASS
EXP61053 | M111 | CW-ARRAY | EXP61153D-1 |  | VIC FP COUPLING STYLE 009N (RIGID) | 65x65 | 76.1 | 1 | [10 empty] | BLACK | Victaulic-FP-FireLock EZ Rigid Coupling Style 009N | Standard | 11596799 | PASS
EXP61053 | M111 | CW-ARRAY | EXP61153D-1 |  | VIC FP COUPLING STYLE 009N (RIGID) | 150x150 | 165.1 | 1 | [10 empty] | BLACK | Victaulic-FP-FireLock EZ Rigid Coupling Style 009N_Union | Standard | 11596800 | PASS
EXP61053 | M111 | CW-ARRAY | EXP61153D-1 |  | VIC FP COUPLING STYLE 009N (RIGID) | 150x150 | 165.1 | 1 | [10 empty] | BLACK | Victaulic-FP-FireLock EZ Rigid Coupling Style 009N_Union | Standard | 11596801 | PASS
EXP61053 | M111 | CW-ARRAY | EXP61153D-2 |  | BUTTWELD CAP END | 65 | 76.1 | 1 | [10 empty] | BLACK | Pipe Fitting - Butt-Welded Cap End | Standard | 11596815 | PASS
EXP61053 | M111 | CW-ARRAY | EXP61153D-2 |  | THREADED-COUPLING CONCENTRIC REDUCING-Class 150 | 40x25 | 40.2/56.2 | 1 | 54 | [9 empty] | BLACK | Threaded - Coupling Concentric Reducing - MI - DN40-25 | Standard | 11596820 | PASS
EXP61053 | M111 | CW-ARRAY | EXP61153D-2 |  | BUTTWELD CAP END | 65 | 76.1 | 1 | [10 empty] | BLACK | Pipe Fitting - Butt-Welded Cap End | Standard | 11596824 | PASS
EXP61053 | M111 | CW-ARRAY | EXP61153D-2 |  | VIC FP COUPLING STYLE 009N (RIGID) | 65x65 | 76.1 | 1 | [10 empty] | BLACK | Victaulic-FP-FireLock EZ Rigid Coupling Style 009N | Standard | 11596827 | PASS
EXP61053 | M111 | CW-ARRAY | EXP61153D-2 |  | THREADED-COUPLING CONCENTRIC REDUCING-Class 150 | 40x25 | 56.2/40.2 | 1 | 54 | [9 empty] | BLACK | Threaded - Coupling Concentric Reducing - MI - DN40-25 | Standard | 11596831 | PASS
EXP61053 | M111 | CW-ARRAY | EXP61153D-2 |  | BUTTWELD CAP END | 65 | 76.1 | 1 | [10 empty] | BLACK | Pipe Fitting - Butt-Welded Cap End | Standard | 11596845 | PASS
EXP61053 | M111 | CW-ARRAY | EXP61153D-2 |  | BUTTWELD CAP END | 65 | 76.1 | 1 | [10 empty] | BLACK | Pipe Fitting - Butt-Welded Cap End | Standard | 11596852 | PASS
EXP61053 | M111 | CW-ARRAY | EXP61153D-2 |  | VIC FP COUPLING STYLE 009N (RIGID) | 65x65 | 76.1 | 1 | [10 empty] | BLACK | Victaulic-FP-FireLock EZ Rigid Coupling Style 009N | Standard | 11596855 | PASS
EXP61053 | M111 | CW-ARRAY | EXP61153D-2 |  | VIC FP COUPLING STYLE 009N (RIGID) | 65x65 | 76.1 | 1 | [10 empty] | BLACK | Victaulic-FP-FireLock EZ Rigid Coupling Style 009N | Standard | 11596857 | PASS
EXP61053 | M111 | CW-ARRAY | EXP61153D-2 |  | VIC FP COUPLING STYLE 009N (RIGID) | 150x150 | 165.1 | 1 | [10 empty] | BLACK | Victaulic-FP-FireLock EZ Rigid Coupling Style 009N_Union | Standard | 11596860 | PASS
EXP61053 | M111 | CW-ARRAY | EXP61153D-2 |  | VIC FP COUPLING STYLE 009N (RIGID) | 150x150 | 165.1 | 1 | [10 empty] | BLACK | Victaulic-FP-FireLock EZ Rigid Coupling Style 009N_Union | Standard | 11596861 | PASS
EXP61053 | M111 | CW-DISTRIBUTION | EXP61153D |  | VIC QUICKVIC COUPLING STYLE 177N (FLEX) | 150x150 | 165.1 | 1 | [10 empty] | BLACK | Victaulic-IPS-QuickVic Flexible Coupling Style 177_Union | Standard | 11596865 | PASS
EXP61053 | M111 | CW-DISTRIBUTION | EXP61153D |  | VIC QUICKVIC COUPLING STYLE 177N (FLEX) | 150x150 | 165.1 | 1 | [10 empty] | BLACK | Victaulic-IPS-QuickVic Flexible Coupling Style 177_Union | Standard | 11596867 | PASS
EXP61053 | M111 | CW-ARRAY | EXP61153D-1 |  | VIC FP CAP No 006 | 150 | 165.1 | 1 | [10 empty] | BLACK | Victaulic-FP-Cap No 006 | Standard | 11596869 | PASS
EXP61053 | M111 | CW-ARRAY | EXP61153D-2 |  | VIC FP CAP No 006 | 150 | 165.1 | 1 | [10 empty] | BLACK | Victaulic-FP-Cap No 006 | Standard | 11596870 | PASS
EXP61053 | M111 | CW-ARRAY | EXP61153D-2 |  | VIC FP COUPLING STYLE 009N (RIGID) | 150x150 | 165.1 | 1 | [10 empty] | BLACK | Victaulic-FP-FireLock EZ Rigid Coupling Style 009N | Standard | 11596871 | PASS
EXP61053 | M111 | CW-ARRAY | EXP61153D-2 |  | VIC FP 90 DEG ELBOW No 001 | 150x150 | 165.1 | 1 | [10 empty] | BLACK | Victaulic-FP-Elbow No 001-003 | Standard | 11596872 | PASS
EXP61053 | M111 | CW-DISTRIBUTION | EXP61153D |  | VIC FP 90 DEG ELBOW No 001 | 150x150 | 165.1 | 1 | [10 empty] | BLACK | Victaulic-FP-Elbow No 001-003 | Standard | 11596873 | PASS
EXP61053 | M111 | CW-DISTRIBUTION | EXP61153A |  | VIC QUICKVIC COUPLING STYLE 177N (FLEX) | 150x150 | 165.1 | 1 | [10 empty] | BLACK | Victaulic-IPS-QuickVic Flexible Coupling Style 177_Union | Standard | 11596930 | PASS
EXP61053 | M111 | CW-DISTRIBUTION | EXP61153A |  | VIC QUICKVIC COUPLING STYLE 177N (FLEX) | 150x150 | 165.1 | 1 | [10 empty] | BLACK | Victaulic-IPS-QuickVic Flexible Coupling Style 177_Union | Standard | 11596932 | PASS
EXP61053 | M111 | CW-DISTRIBUTION | EXP61153A |  | VIC QUICKVIC COUPLING STYLE 177N (FLEX) | 150x150 | 165.1 | 1 | [10 empty] | BLACK | Victaulic-IPS-QuickVic Flexible Coupling Style 177_Union | Standard | 11596934 | PASS
EXP61053 | M111 | CW-DISTRIBUTION | EXP61153A |  | VIC QUICKVIC COUPLING STYLE 177N (FLEX) | 150x150 | 165.1 | 1 | [10 empty] | BLACK | Victaulic-IPS-QuickVic Flexible Coupling Style 177_Union | Standard | 11596948 | PASS
EXP61053 | M111 | CW-DISTRIBUTION | EXP61153A |  | VIC QUICKVIC COUPLING STYLE 177N (FLEX) | 150x150 | 165.1 | 1 | [10 empty] | BLACK | Victaulic-IPS-QuickVic Flexible Coupling Style 177_Union | Standard | 11596950 | PASS
EXP61053 | M111 | CW-DISTRIBUTION | EXP61153A |  | VIC QUICKVIC COUPLING STYLE 177N (FLEX) | 150x150 | 165.1 | 1 | [10 empty] | BLACK | Victaulic-IPS-QuickVic Flexible Coupling Style 177_Union | Standard | 11596952 | PASS
EXP61053 | M111 | CW-DISTRIBUTION | EXP61153A |  | VIC QUICKVIC COUPLING STYLE 177N (FLEX) | 150x150 | 165.1 | 1 | [10 empty] | BLACK | Victaulic-IPS-QuickVic Flexible Coupling Style 177_Union | Standard | 11596966 | PASS
EXP61053 | M111 | CW-DISTRIBUTION | EXP61153A |  | VIC QUICKVIC COUPLING STYLE 177N (FLEX) | 150x150 | 165.1 | 1 | [10 empty] | BLACK | Victaulic-IPS-QuickVic Flexible Coupling Style 177_Union | Standard | 11596968 | PASS
EXP61053 | M111 | CW-DISTRIBUTION | EXP61153A |  | VIC QUICKVIC COUPLING STYLE 177N (FLEX) | 150x150 | 165.1 | 1 | [10 empty] | BLACK | Victaulic-IPS-QuickVic Flexible Coupling Style 177_Union | Standard | 11596970 | PASS
EXP61053 | M111 | CW-DISTRIBUTION | EXP61153B |  | VIC QUICKVIC COUPLING STYLE 177N (FLEX) | 150x150 | 165.1 | 1 | [10 empty] | BLACK | Victaulic-IPS-QuickVic Flexible Coupling Style 177_Union | Standard | 11596990 | PASS
EXP61053 | M111 | CW-DISTRIBUTION | EXP61153B |  | VIC QUICKVIC COUPLING STYLE 177N (FLEX) | 150x150 | 165.1 | 1 | [10 empty] | BLACK | Victaulic-IPS-QuickVic Flexible Coupling Style 177_Union | Standard | 11596992 | PASS
EXP61053 | M111 | CW-DISTRIBUTION | EXP61153B |  | VIC QUICKVIC COUPLING STYLE 177N (FLEX) | 150x150 | 165.1 | 1 | [10 empty] | BLACK | Victaulic-IPS-QuickVic Flexible Coupling Style 177_Union | Standard | 11596994 | PASS
EXP61053 | M111 | CW-DISTRIBUTION | EXP61153B |  | VIC QUICKVIC COUPLING STYLE 177N (FLEX) | 150x150 | 165.1 | 1 | [10 empty] | BLACK | Victaulic-IPS-QuickVic Flexible Coupling Style 177_Union | Standard | 11597010 | PASS
EXP61053 | M111 | CW-DISTRIBUTION | EXP61153B |  | VIC QUICKVIC COUPLING STYLE 177N (FLEX) | 150x150 | 165.1 | 1 | [10 empty] | BLACK | Victaulic-IPS-QuickVic Flexible Coupling Style 177_Union | Standard | 11597012 | PASS
EXP61053 | M111 | CW-DISTRIBUTION | EXP61153B |  | VIC QUICKVIC COUPLING STYLE 177N (FLEX) | 150x150 | 165.1 | 1 | [10 empty] | BLACK | Victaulic-IPS-QuickVic Flexible Coupling Style 177_Union | Standard | 11597014 | PASS
EXP61053 | M111 | CW-DISTRIBUTION | EXP61153C |  | VIC QUICKVIC COUPLING STYLE 177N (FLEX) | 150x150 | 165.1 | 1 | [10 empty] | BLACK | Victaulic-IPS-QuickVic Flexible Coupling Style 177_Union | Standard | 11597044 | PASS
EXP61053 | M111 | CW-DISTRIBUTION | EXP61153C |  | VIC QUICKVIC COUPLING STYLE 177N (FLEX) | 150x150 | 165.1 | 1 | [10 empty] | BLACK | Victaulic-IPS-QuickVic Flexible Coupling Style 177_Union | Standard | 11597046 | PASS
EXP61053 | M111 | CW-DISTRIBUTION | EXP61153C |  | VIC QUICKVIC COUPLING STYLE 177N (FLEX) | 150x150 | 165.1 | 1 | [10 empty] | BLACK | Victaulic-IPS-QuickVic Flexible Coupling Style 177_Union | Standard | 11597048 | PASS
EXP61053 | M111 | CW-DISTRIBUTION | EXP61153D |  | VIC QUICKVIC COUPLING STYLE 177N (FLEX) | 150x150 | 165.1 | 1 | [10 empty] | BLACK | Victaulic-IPS-QuickVic Flexible Coupling Style 177_Union | Standard | 11597068 | PASS
EXP61053 | M111 | CW-DISTRIBUTION | EXP61153B |  | VIC QUICKVIC COUPLING STYLE 177N (FLEX) | 150x150 | 165.1 | 1 | [10 empty] | BLACK | Victaulic-IPS-QuickVic Flexible Coupling Style 177_Union | Standard | 11597074 | PASS
EXP61053 | M111 | CW-DISTRIBUTION | EXP61153A |  | VIC QUICKVIC COUPLING STYLE 177N (FLEX) | 150x150 | 165.1 | 1 | [10 empty] | BLACK | Victaulic-IPS-QuickVic Flexible Coupling Style 177_Union | Standard | 11597080 | PASS
EXP61053 | M111 | CW-DISTRIBUTION | EXP61153C |  | VIC QUICKVIC COUPLING STYLE 177N (FLEX) | 150x150 | 165.1 | 1 | [10 empty] | BLACK | Victaulic-IPS-QuickVic Flexible Coupling Style 177_Union | Standard | 11597086 | PASS
EXP61053 | M111 | CW-DISTRIBUTION | EXP61153C |  | VIC QUICKVIC COUPLING STYLE 177N (FLEX) | 150x150 | 165.1 | 1 | [10 empty] | BLACK | Victaulic-IPS-QuickVic Flexible Coupling Style 177_Union | Standard | 11597092 | PASS
EXP61053 | M111 | CW-DISTRIBUTION | EXP61153B |  | VIC QUICKVIC COUPLING STYLE 177N (FLEX) | 150x150 | 165.1 | 1 | [10 empty] | BLACK | Victaulic-IPS-QuickVic Flexible Coupling Style 177_Union | Standard | 11597102 | PASS
EXP61053 | M111 | CW-DISTRIBUTION | EXP61153C |  | VIC QUICKVIC COUPLING STYLE 177N (FLEX) | 150x150 | 165.1 | 1 | [10 empty] | BLACK | Victaulic-IPS-QuickVic Flexible Coupling Style 177_Union | Standard | 11597106 | PASS
EXP61053 | M111 | CW-DISTRIBUTION | EXP61153C |  | VIC QUICKVIC COUPLING STYLE 177N (FLEX) | 150x150 | 165.1 | 1 | [10 empty] | BLACK | Victaulic-IPS-QuickVic Flexible Coupling Style 177_Union | Standard | 11597110 | PASS
EXP61053 | M111 | CW-DISTRIBUTION | EXP61153B |  | VIC QUICKVIC COUPLING STYLE 177N (FLEX) | 150x150 | 165.1 | 1 | [10 empty] | BLACK | Victaulic-IPS-QuickVic Flexible Coupling Style 177_Union | Standard | 11597116 | PASS
EXP61053 | M111 | CW-DISTRIBUTION | EXP61153B |  | VIC QUICKVIC COUPLING STYLE 177N (FLEX) | 150x150 | 165.1 | 1 | [10 empty] | BLACK | Victaulic-IPS-QuickVic Flexible Coupling Style 177_Union | Standard | 11597122 | PASS
EXP61053 | M111 | CW-DISTRIBUTION | EXP61153A |  | VIC QUICKVIC COUPLING STYLE 177N (FLEX) | 150x150 | 165.1 | 1 | [10 empty] | BLACK | Victaulic-IPS-QuickVic Flexible Coupling Style 177_Union | Standard | 11597132 | PASS
EXP61053 | M111 | CW-DISTRIBUTION | EXP61153B |  | VIC QUICKVIC COUPLING STYLE 177N (FLEX) | 150x150 | 165.1 | 1 | [10 empty] | BLACK | Victaulic-IPS-QuickVic Flexible Coupling Style 177_Union | Standard | 11597136 | PASS
EXP61053 | M111 | CW-DISTRIBUTION | EXP61153B |  | VIC QUICKVIC COUPLING STYLE 177N (FLEX) | 150x150 | 165.1 | 1 | [10 empty] | BLACK | Victaulic-IPS-QuickVic Flexible Coupling Style 177_Union | Standard | 11597140 | PASS
EXP61053 | M111 | CW-DISTRIBUTION | EXP61153A |  | VIC QUICKVIC COUPLING STYLE 177N (FLEX) | 150x150 | 165.1 | 1 | [10 empty] | BLACK | Victaulic-IPS-QuickVic Flexible Coupling Style 177_Union | Standard | 11597146 | PASS
EXP61053 | M111 | CW-DISTRIBUTION | EXP61153B |  | VIC QUICKVIC COUPLING STYLE 177N (FLEX) | 150x150 | 165.1 | 1 | [10 empty] | BLACK | Victaulic-IPS-QuickVic Flexible Coupling Style 177_Union | Standard | 11597150 | PASS
EXP61053 | M111 | CW-DISTRIBUTION | EXP61153B |  | VIC QUICKVIC COUPLING STYLE 177N (FLEX) | 150x150 | 165.1 | 1 | [10 empty] | BLACK | Victaulic-IPS-QuickVic Flexible Coupling Style 177_Union | Standard | 11597154 | PASS
EXP61053 | M111 | CW-DISTRIBUTION | EXP61153A |  | VIC QUICKVIC COUPLING STYLE 177N (FLEX) | 150x150 | 165.1 | 1 | [10 empty] | BLACK | Victaulic-IPS-QuickVic Flexible Coupling Style 177_Union | Standard | 11597164 | PASS
EXP61053 | M111 | CW-DISTRIBUTION | EXP61153A |  | VIC QUICKVIC COUPLING STYLE 177N (FLEX) | 150x150 | 165.1 | 1 | [10 empty] | BLACK | Victaulic-IPS-QuickVic Flexible Coupling Style 177_Union | Standard | 11597169 | PASS
EXP61053 | M111 | CW-DISTRIBUTION | EXP61153A |  | VIC QUICKVIC COUPLING STYLE 177N (FLEX) | 150x150 | 165.1 | 1 | [10 empty] | BLACK | Victaulic-IPS-QuickVic Flexible Coupling Style 177_Union | Standard | 11597173 | PASS
EXP61053 | M111 | CW-DISTRIBUTION | EXP61153A |  | VIC QUICKVIC COUPLING STYLE 177N (FLEX) | 150x150 | 165.1 | 1 | [10 empty] | BLACK | Victaulic-IPS-QuickVic Flexible Coupling Style 177_Union | Standard | 11597177 | PASS
EXP61053 | M111 | CW-DISTRIBUTION | EXP61153A |  | VIC FP 90 DEG ELBOW No 001 | 150x150 | 165.1 | 1 | [10 empty] | BLACK | Victaulic-FP-Elbow No 001-003 | Standard | 11597181 | PASS
EXP61053 | M111 | CW-DISTRIBUTION | EXP61153A |  | VIC FP 90 DEG ELBOW No 001 | 150x150 | 165.1 | 1 | [10 empty] | BLACK | Victaulic-FP-Elbow No 001-003 | Standard | 11597193 | PASS
EXP61053 | M111 | CW-DISTRIBUTION | EXP61153A |  | VIC FP 90 DEG ELBOW No 001 | 150x150 | 165.1 | 1 | [10 empty] | BLACK | Victaulic-FP-Elbow No 001-003 | Standard | 11597199 | PASS
EXP61053 | M111 | CW-DISTRIBUTION | EXP61153A |  | VIC FP 90 DEG ELBOW No 001 | 150x150 | 165.1 | 1 | [10 empty] | BLACK | Victaulic-FP-Elbow No 001-003 | Standard | 11597207 | PASS
EXP61053 | M111 | CW-ARRAY | EXP61153A-1 |  | Kép | 40x25 | 48.3 | 1 | 12.7 | [9 empty] | BLACK | Hex Bushing Thread Reducer | Standard | 11597214 | PASS
EXP61053 | M111 | CW-ARRAY | EXP61153A-1 |  | Kép | 40x25 | 48.3 | 1 | 12.7 | [9 empty] | BLACK | Hex Bushing Thread Reducer | Standard | 11597216 | PASS
EXP61053 | M111 | CW-ARRAY | EXP61153A-1 |  | Kép | 40x25 | 48.3 | 1 | 12.7 | [9 empty] | BLACK | Hex Bushing Thread Reducer | Standard | 11597218 | PASS
EXP61053 | M111 | CW-ARRAY | EXP61153A-2 |  | Kép | 40x25 | 48.3 | 1 | 12.7 | [9 empty] | BLACK | Hex Bushing Thread Reducer | Standard | 11597220 | PASS
EXP61053 | M111 | CW-ARRAY | EXP61153A-2 |  | Kép | 40x25 | 48.3 | 1 | 12.7 | [9 empty] | BLACK | Hex Bushing Thread Reducer | Standard | 11597222 | PASS
EXP61053 | M111 | CW-ARRAY | EXP61153A-2 |  | Kép | 40x25 | 48.3 | 1 | 12.7 | [9 empty] | BLACK | Hex Bushing Thread Reducer | Standard | 11597224 | PASS
EXP61053 | M111 | CW-ARRAY | EXP61153B-2 |  | Kép | 40x25 | 48.3 | 1 | 12.7 | [9 empty] | BLACK | Hex Bushing Thread Reducer | Standard | 11597232 | PASS
EXP61053 | M111 | CW-ARRAY | EXP61153B-2 |  | Kép | 40x25 | 48.3 | 1 | 12.7 | [9 empty] | BLACK | Hex Bushing Thread Reducer | Standard | 11597234 | PASS
EXP61053 | M111 | CW-ARRAY | EXP61153B-2 |  | Kép | 40x25 | 48.3 | 1 | 12.7 | [9 empty] | BLACK | Hex Bushing Thread Reducer | Standard | 11597236 | PASS
EXP61053 | M111 | CW-ARRAY | EXP61153C-1 |  | Kép | 40x25 | 48.3 | 1 | 12.7 | [9 empty] | BLACK | Hex Bushing Thread Reducer | Standard | 11597238 | PASS
EXP61053 | M111 | CW-ARRAY | EXP61153C-1 |  | Kép | 40x25 | 48.3 | 1 | 12.7 | [9 empty] | BLACK | Hex Bushing Thread Reducer | Standard | 11597240 | PASS
EXP61053 | M111 | CW-ARRAY | EXP61153C-1 |  | Kép | 40x25 | 48.3 | 1 | 12.7 | [9 empty] | BLACK | Hex Bushing Thread Reducer | Standard | 11597242 | PASS
EXP61053 | M111 | CW-ARRAY | EXP61153C-2 |  | Kép | 40x25 | 48.3 | 1 | 12.7 | [9 empty] | BLACK | Hex Bushing Thread Reducer | Standard | 11597244 | PASS
EXP61053 | M111 | CW-ARRAY | EXP61153C-2 |  | Kép | 40x25 | 48.3 | 1 | 12.7 | [9 empty] | BLACK | Hex Bushing Thread Reducer | Standard | 11597246 | PASS
EXP61053 | M111 | CW-ARRAY | EXP61153C-2 |  | Kép | 40x25 | 48.3 | 1 | 12.7 | [9 empty] | BLACK | Hex Bushing Thread Reducer | Standard | 11597248 | PASS
EXP61053 | M111 | CW-ARRAY | EXP61153D-2 |  | Kép | 40x25 | 48.3 | 1 | 12.7 | [9 empty] | BLACK | Hex Bushing Thread Reducer | Standard | 11597250 | PASS
EXP61053 | M111 | CW-ARRAY | EXP61153D-2 |  | Kép | 40x25 | 48.3 | 1 | 12.7 | [9 empty] | BLACK | Hex Bushing Thread Reducer | Standard | 11597254 | PASS
EXP61053 | M111 | CW-ARRAY | EXP61153D-2 |  | VIC FP 90 DEG ELBOW No 001 | 65x65 | 76.1 | 1 | [10 empty] | BLACK | Victaulic-FP-Elbow No 001-003 | Standard | 11597258 | PASS
EXP61053 | M111 | CW-ARRAY | EXP61153D-2 |  | VIC FP 90 DEG ELBOW No 001 | 65x65 | 76.1 | 1 | [10 empty] | BLACK | Victaulic-FP-Elbow No 001-003 | Standard | 11597260 | PASS
EXP61053 | M111 | CW-ARRAY | EXP61153D-2 |  | VIC FP COUPLING STYLE 009N (RIGID) | 65x65 | 76.1 | 1 | [10 empty] | BLACK | Victaulic-FP-FireLock EZ Rigid Coupling Style 009N_Union | Standard | 11597264 | PASS
EXP61053 | M111 | CW-ARRAY | EXP61153D-2 |  | VIC FP COUPLING STYLE 009N (RIGID) | 65x65 | 76.1 | 1 | [10 empty] | BLACK | Victaulic-FP-FireLock EZ Rigid Coupling Style 009N_Union | Standard | 11597268 | PASS
EXP61053 | M111 | CW-ARRAY | EXP61153D-2 |  | VIC FP COUPLING STYLE 009N (RIGID) | 65x65 | 76.1 | 1 | [10 empty] | BLACK | Victaulic-FP-FireLock EZ Rigid Coupling Style 009N_Union | Standard | 11597270 | PASS
EXP61053 | M111 | CW-ARRAY | EXP61153D-1 |  | VIC FP COUPLING STYLE 009N (RIGID) | 150x150 | 165.1 | 1 | [10 empty] | BLACK | Victaulic-FP-FireLock EZ Rigid Coupling Style 009N_Union | Standard | 11597274 | PASS
EXP61053 | M111 | CW-ARRAY | EXP61153A-2 |  | VIC FP 90 DEG ELBOW No 001 | 65x65 | 76.1 | 1 | [10 empty] | BLACK | Victaulic-FP-Elbow No 001-003 | Standard | 11597276 | PASS
EXP61053 | M111 | CW-ARRAY | EXP61153A-2 |  | VIC FP 90 DEG ELBOW No 001 | 65x65 | 76.1 | 1 | [10 empty] | BLACK | Victaulic-FP-Elbow No 001-003 | Standard | 11597278 | PASS
EXP61053 | M111 | CW-ARRAY | EXP61153A-2 |  | VIC FP COUPLING STYLE 009N (RIGID) | 65x65 | 76.1 | 1 | [10 empty] | BLACK | Victaulic-FP-FireLock EZ Rigid Coupling Style 009N_Union | Standard | 11597280 | PASS
EXP61053 | M111 | CW-ARRAY | EXP61153A-2 |  | VIC FP COUPLING STYLE 009N (RIGID) | 65x65 | 76.1 | 1 | [10 empty] | BLACK | Victaulic-FP-FireLock EZ Rigid Coupling Style 009N_Union | Standard | 11597282 | PASS
EXP61053 | M111 | CW-ARRAY | EXP61153A-1 |  | VIC FP COUPLING STYLE 009N (RIGID) | 150x150 | 165.1 | 1 | [10 empty] | BLACK | Victaulic-FP-FireLock EZ Rigid Coupling Style 009N_Union | Standard | 11597294 | PASS
EXP61053 | M111 | CW-ARRAY | EXP61153A-1 |  | VIC FP COUPLING STYLE 009N (RIGID) | 150x150 | 165.1 | 1 | [10 empty] | BLACK | Victaulic-FP-FireLock EZ Rigid Coupling Style 009N_Union | Standard | 11597298 | PASS
EXP61053 | M111 | CW-ARRAY | EXP61153A-1 |  | VIC FP COUPLING STYLE 009N (RIGID) | 150x150 | 165.1 | 1 | [10 empty] | BLACK | Victaulic-FP-FireLock EZ Rigid Coupling Style 009N_Union | Standard | 11597300 | PASS
EXP61053 | M111 | CW-ARRAY | EXP61153A-2 |  | VIC FP COUPLING STYLE 009N (RIGID) | 150x150 | 165.1 | 1 | [10 empty] | BLACK | Victaulic-FP-FireLock EZ Rigid Coupling Style 009N_Union | Standard | 11597304 | PASS
EXP61053 | M111 | CW-ARRAY | EXP61153A-2 |  | VIC FP COUPLING STYLE 009N (RIGID) | 150x150 | 165.1 | 1 | [10 empty] | BLACK | Victaulic-FP-FireLock EZ Rigid Coupling Style 009N_Union | Standard | 11597308 | PASS
EXP61053 | M111 | CW-ARRAY | EXP61153B-2 |  | VIC FP COUPLING STYLE 009N (RIGID) | 150x150 | 165.1 | 1 | [10 empty] | BLACK | Victaulic-FP-FireLock EZ Rigid Coupling Style 009N_Union | Standard | 11597322 | PASS
EXP61053 | M111 | CW-ARRAY | EXP61153B-2 |  | VIC FP COUPLING STYLE 009N (RIGID) | 150x150 | 165.1 | 1 | [10 empty] | BLACK | Victaulic-FP-FireLock EZ Rigid Coupling Style 009N_Union | Standard | 11597326 | PASS
EXP61053 | M111 | CW-ARRAY | EXP61153C-1 |  | VIC FP COUPLING STYLE 009N (RIGID) | 150x150 | 165.1 | 1 | [10 empty] | BLACK | Victaulic-FP-FireLock EZ Rigid Coupling Style 009N_Union | Standard | 11597330 | PASS
EXP61053 | M111 | CW-ARRAY | EXP61153C-1 |  | VIC FP COUPLING STYLE 009N (RIGID) | 150x150 | 165.1 | 1 | [10 empty] | BLACK | Victaulic-FP-FireLock EZ Rigid Coupling Style 009N_Union | Standard | 11597334 | PASS
EXP61053 | M111 | CW-ARRAY | EXP61153C-1 |  | VIC FP COUPLING STYLE 009N (RIGID) | 150x150 | 165.1 | 1 | [10 empty] | BLACK | Victaulic-FP-FireLock EZ Rigid Coupling Style 009N_Union | Standard | 11597336 | PASS
EXP61053 | M111 | CW-ARRAY | EXP61153C-2 |  | VIC FP COUPLING STYLE 009N (RIGID) | 150x150 | 165.1 | 1 | [10 empty] | BLACK | Victaulic-FP-FireLock EZ Rigid Coupling Style 009N_Union | Standard | 11597340 | PASS
EXP61053 | M111 | CW-ARRAY | EXP61153C-2 |  | VIC FP COUPLING STYLE 009N (RIGID) | 150x150 | 165.1 | 1 | [10 empty] | BLACK | Victaulic-FP-FireLock EZ Rigid Coupling Style 009N_Union | Standard | 11597344 | PASS
EXP61053 | M111 | CW-ARRAY | EXP61153D-1 |  | VIC FP COUPLING STYLE 009N (RIGID) | 150x150 | 165.1 | 1 | [10 empty] | BLACK | Victaulic-FP-FireLock EZ Rigid Coupling Style 009N_Union | Standard | 11597346 | PASS
EXP61053 | M111 | CW-ARRAY | EXP61153D-2 |  | VIC FP COUPLING STYLE 009N (RIGID) | 150x150 | 165.1 | 1 | [10 empty] | BLACK | Victaulic-FP-FireLock EZ Rigid Coupling Style 009N_Union | Standard | 11597350 | PASS
EXP61053 | M111 | CW-ARRAY | EXP61153D-2 |  | VIC FP COUPLING STYLE 009N (RIGID) | 150x150 | 165.1 | 1 | [10 empty] | BLACK | Victaulic-FP-FireLock EZ Rigid Coupling Style 009N_Union | Standard | 11597354 | PASS
EXP61053 | M111 | CW-ARRAY | EXP61153D-2 |  | VIC FP COUPLING STYLE 009N (RIGID) | 150x150 | 165.1 | 1 | [10 empty] | BLACK | Victaulic-FP-FireLock EZ Rigid Coupling Style 009N_Union | Standard | 11597356 | PASS
EXP61053 | M111 | CW-ARRAY | EXP61153D-1 |  | BUTTWELD CAP END | 65 | 76.1 | 1 | [10 empty] | BLACK | Pipe Fitting - Butt-Welded Cap End | Standard | 11597376 | PASS
EXP61053 | M111 | CW-ARRAY | EXP61153D-1 |  | THREADED-COUPLING CONCENTRIC REDUCING-Class 150 | 40x25 | 56.2/40.2 | 1 | 54 | [9 empty] | BLACK | Threaded - Coupling Concentric Reducing - MI - DN40-25 | Standard | 11597379 | PASS
EXP61053 | M111 | CW-ARRAY | EXP61153D-1 |  | VIC FP COUPLING STYLE 009N (RIGID) | 65x65 | 76.1 | 1 | [10 empty] | BLACK | Victaulic-FP-FireLock EZ Rigid Coupling Style 009N | Standard | 11597388 | PASS
EXP61053 | M111 | CW-ARRAY | EXP61153D-1 |  | BUTTWELD CAP END | 65 | 76.1 | 1 | [10 empty] | BLACK | Pipe Fitting - Butt-Welded Cap End | Standard | 11597399 | PASS
EXP61053 | M111 | CW-ARRAY | EXP61153D-1 |  | VIC FP COUPLING STYLE 009N (RIGID) | 65x65 | 76.1 | 1 | [10 empty] | BLACK | Victaulic-FP-FireLock EZ Rigid Coupling Style 009N | Standard | 11597408 | PASS
EXP61053 | M111 | CW-DISTRIBUTION | EXP61153D |  | VIC FP TEE No 002 | 150x150x150 | 165.1 | 1 | [10 empty] | BLACK | Victaulic-FP-Tee No 002 | Standard | 11597410 | PASS
EXP61053 | M111 | CW-DISTRIBUTION | EXP61153D |  | VIC FP COUPLING STYLE 009N (RIGID) | 150x150 | 165.1 | 1 | [10 empty] | BLACK | Victaulic-FP-FireLock EZ Rigid Coupling Style 009N_Union | Standard | 11597412 | PASS
EXP61053 | M111 | CW-DISTRIBUTION | EXP61153D |  | VIC QUICKVIC COUPLING STYLE 177N (FLEX) | 150x150 | 165.1 | 1 | [10 empty] | BLACK | Victaulic-IPS-QuickVic Flexible Coupling Style 177_Union | Standard | 11597414 | PASS
EXP61053 | M111 | CW-DISTRIBUTION | EXP61153D |  | VIC QUICKVIC COUPLING STYLE 177N (FLEX) | 150x150 | 165.1 | 1 | [10 empty] | BLACK | Victaulic-IPS-QuickVic Flexible Coupling Style 177_Union | Standard | 11597418 | PASS
EXP61053 | M111 | CW-ARRAY | EXP61153D-1 |  | VIC FP CAP No 006 | 65 | 76.1 | 1 | [10 empty] | BLACK | Victaulic-FP-Cap No 006 | Standard | 11597420 | PASS
EXP61053 | M111 | CW-ARRAY | EXP61153D-1 |  | VIC FP CAP No 006 | 65 | 76.1 | 1 | [10 empty] | BLACK | Victaulic-FP-Cap No 006 | Standard | 11597422 | PASS
EXP61053 | M111 | CW-ARRAY | EXP61153D-1 |  | Kép | 40x25 | 48.3 | 1 | 12.7 | [9 empty] | BLACK | Hex Bushing Thread Reducer | Standard | 11597427 | PASS
EXP61053 | M111 | CW-ARRAY | EXP61153D-1 |  | Kép | 40x25 | 48.3 | 1 | 12.7 | [9 empty] | BLACK | Hex Bushing Thread Reducer | Standard | 11597432 | PASS
EXP61053 | M111 | CW-ARRAY | EXP61153D-1 |  | Kép | 40x25 | 48.3 | 1 | 12.7 | [9 empty] | BLACK | Hex Bushing Thread Reducer | Standard | 11597437 | PASS
EXP61053 | M111 | CW-ARRAY | EXP61153D-1 |  | VIC FP COUPLING STYLE 009N (RIGID) | 65x65 | 76.1 | 1 | [10 empty] | BLACK | Victaulic-FP-FireLock EZ Rigid Coupling Style 009N | Standard | 11597439 | PASS
EXP61053 | M111 | CW-ARRAY | EXP61153D-1 |  | VIC FP COUPLING STYLE 009N (RIGID) | 65x65 | 76.1 | 1 | [10 empty] | BLACK | Victaulic-FP-FireLock EZ Rigid Coupling Style 009N | Standard | 11597441 | PASS
EXP61053 | M111 | CW-ARRAY | EXP61153D-1 |  | VIC FP 45 DEG ELBOW No 003 | 150x150 | 165.1 | 1 | [10 empty] | BLACK | Victaulic-FP-Elbow No 001-003 | Standard | 11597463 | PASS
EXP61053 | M111 | CW-ARRAY | EXP61153D-1 |  | VIC FP 45 DEG ELBOW No 003 | 150x150 | 165.1 | 1 | [10 empty] | BLACK | Victaulic-FP-Elbow No 001-003 | Standard | 11597465 | PASS
EXP61053 | M111 | CW-ARRAY | EXP61153D-1 |  | VIC FP COUPLING STYLE 009N (RIGID) | 150x150 | 165.1 | 1 | [10 empty] | BLACK | Victaulic-FP-FireLock EZ Rigid Coupling Style 009N_Union | Standard | 11597467 | PASS
EXP61053 | M111 | CW-ARRAY | EXP61153D-1 |  | VIC FP COUPLING STYLE 009N (RIGID) | 150x150 | 165.1 | 1 | [10 empty] | BLACK | Victaulic-FP-FireLock EZ Rigid Coupling Style 009N_Union | Standard | 11597469 | PASS
EXP61053 | M111 | CW-ARRAY | EXP61153D-1 |  | THREADED-COUPLING CONCENTRIC REDUCING-Class 150 | 40x25 | 56.2/40.2 | 1 | 54 | [9 empty] | BLACK | Threaded - Coupling Concentric Reducing - MI - DN40-25 | Standard | 11597475 | PASS
EXP61053 | M111 | CW-ARRAY | EXP61153D-1 |  | THREADED-COUPLING CONCENTRIC REDUCING-Class 150 | 40x25 | 56.2/40.2 | 1 | 54 | [9 empty] | BLACK | Threaded - Coupling Concentric Reducing - MI - DN40-25 | Standard | 11597480 | PASS
EXP61053 | M111 | CW-DISTRIBUTION | EXP61153A |  | VIC QUICKVIC COUPLING STYLE 177N (FLEX) | 150x150 | 165.1 | 1 | [10 empty] | BLACK | Victaulic-IPS-QuickVic Flexible Coupling Style 177_Union | Standard | 11631358 | PASS
EXP61053 | M111 | CW-DISTRIBUTION | EXP61153A |  | VIC QUICKVIC COUPLING STYLE 177N (FLEX) | 150x150 | 165.1 | 1 | [10 empty] | BLACK | Victaulic-IPS-QuickVic Flexible Coupling Style 177_Union | Standard | 11631363 | PASS
EXP61053 | M111 | CW-DISTRIBUTION | EXP61153A |  | VIC QUICKVIC COUPLING STYLE 177N (FLEX) | 150x150 | 165.1 | 1 | [10 empty] | BLACK | Victaulic-IPS-QuickVic Flexible Coupling Style 177_Union | Standard | 11631383 | PASS
EXP61053 | M111 | CW-DISTRIBUTION | EXP61153A |  | VIC QUICKVIC COUPLING STYLE 177N (FLEX) | 150x150 | 165.1 | 1 | [10 empty] | BLACK | Victaulic-IPS-QuickVic Flexible Coupling Style 177_Union | Standard | 11631407 | PASS
EXP61053 | M111 | CW-DISTRIBUTION | EXP61153A |  | VIC QUICKVIC COUPLING STYLE 177N (FLEX) | 150x150 | 165.1 | 1 | [10 empty] | BLACK | Victaulic-IPS-QuickVic Flexible Coupling Style 177_Union | Standard | 11631455 | PASS
EXP61053 | M111 | CW-DISTRIBUTION | EXP61153A |  | VIC QUICKVIC COUPLING STYLE 177N (FLEX) | 150x150 | 165.1 | 1 | [10 empty] | BLACK | Victaulic-IPS-QuickVic Flexible Coupling Style 177_Union | Standard | 11631487 | PASS
EXP61053 | M111 | CW-ARRAY | EXP61153B-1 |  | BUTTWELD CAP END | 65 | 76.1 | 1 | [10 empty] | BLACK | Pipe Fitting - Butt-Welded Cap End | Standard | 11670689 | PASS
EXP61053 | M111 | CW-ARRAY | EXP61153B-1 |  | THREADED-COUPLING CONCENTRIC REDUCING-Class 150 | 40x25 | 40.2/56.2 | 1 | 54 | [9 empty] | BLACK | Threaded - Coupling Concentric Reducing - MI - DN40-25 | Standard | 11670694 | PASS
EXP61053 | M111 | CW-ARRAY | EXP61153B-1 |  | THREADED-COUPLING CONCENTRIC REDUCING-Class 150 | 40x25 | 40.2/56.2 | 1 | 54 | [9 empty] | BLACK | Threaded - Coupling Concentric Reducing - MI - DN40-25 | Standard | 11670697 | PASS
EXP61053 | M111 | CW-ARRAY | EXP61153B-1 |  | BUTTWELD CAP END | 65 | 76.1 | 1 | [10 empty] | BLACK | Pipe Fitting - Butt-Welded Cap End | Standard | 11670698 | PASS
EXP61053 | M111 | CW-ARRAY | EXP61153B-1 |  | VIC FP COUPLING STYLE 009N (RIGID) | 65x65 | 76.1 | 1 | [10 empty] | BLACK | Victaulic-FP-FireLock EZ Rigid Coupling Style 009N | Standard | 11670701 | PASS
EXP61053 | M111 | CW-ARRAY | EXP61153B-1 |  | VIC FP COUPLING STYLE 009N (RIGID) | 65x65 | 76.1 | 1 | [10 empty] | BLACK | Victaulic-FP-FireLock EZ Rigid Coupling Style 009N | Standard | 11670703 | PASS
EXP61053 | M111 | CW-ARRAY | EXP61153B-1 |  | THREADED-COUPLING CONCENTRIC REDUCING-Class 150 | 40x25 | 56.2/40.2 | 1 | 54 | [9 empty] | BLACK | Threaded - Coupling Concentric Reducing - MI - DN40-25 | Standard | 11670705 | PASS
EXP61053 | M111 | CW-ARRAY | EXP61153B-1 |  | BUTTWELD CAP END | 65 | 76.1 | 1 | [10 empty] | BLACK | Pipe Fitting - Butt-Welded Cap End | Standard | 11670719 | PASS
EXP61053 | M111 | CW-ARRAY | EXP61153B-1 |  | BUTTWELD CAP END | 65 | 76.1 | 1 | [10 empty] | BLACK | Pipe Fitting - Butt-Welded Cap End | Standard | 11670726 | PASS
EXP61053 | M111 | CW-ARRAY | EXP61153B-1 |  | VIC FP COUPLING STYLE 009N (RIGID) | 65x65 | 76.1 | 1 | [10 empty] | BLACK | Victaulic-FP-FireLock EZ Rigid Coupling Style 009N | Standard | 11670729 | PASS
EXP61053 | M111 | CW-ARRAY | EXP61153B-1 |  | VIC FP COUPLING STYLE 009N (RIGID) | 65x65 | 76.1 | 1 | [10 empty] | BLACK | Victaulic-FP-FireLock EZ Rigid Coupling Style 009N | Standard | 11670731 | PASS
EXP61053 | M111 | CW-ARRAY | EXP61153B-1 |  | VIC FP COUPLING STYLE 009N (RIGID) | 150x150 | 165.1 | 1 | [10 empty] | BLACK | Victaulic-FP-FireLock EZ Rigid Coupling Style 009N_Union | Standard | 11670734 | PASS
EXP61053 | M111 | CW-ARRAY | EXP61153B-1 |  | VIC FP COUPLING STYLE 009N (RIGID) | 150x150 | 165.1 | 1 | [10 empty] | BLACK | Victaulic-FP-FireLock EZ Rigid Coupling Style 009N_Union | Standard | 11670735 | PASS
EXP61053 | M111 | CW-ARRAY | EXP61153B-1 |  | VIC FP CAP No 006 | 150 | 165.1 | 1 | [10 empty] | BLACK | Victaulic-FP-Cap No 006 | Standard | 11670742 | PASS
EXP61053 | M111 | CW-ARRAY | EXP61153B-1 |  | VIC FP COUPLING STYLE 009N (RIGID) | 150x150 | 165.1 | 1 | [10 empty] | BLACK | Victaulic-FP-FireLock EZ Rigid Coupling Style 009N | Standard | 11670743 | PASS
EXP61053 | M111 | CW-DISTRIBUTION | EXP61153B |  | VIC FP TEE No 002 | 150x150x150 | 165.1 | 1 | [10 empty] | BLACK | Victaulic-FP-Tee No 002 | Standard | 11670744 | PASS
EXP61053 | M111 | CW-ARRAY | EXP61153B-1 |  | VIC FP 90 DEG ELBOW No 001 | 150x150 | 165.1 | 1 | [10 empty] | BLACK | Victaulic-FP-Elbow No 001-003 | Standard | 11670745 | PASS
EXP61053 | M111 | CW-ARRAY | EXP61153B-1 |  | Kép | 40x25 | 48.3 | 1 | 12.7 | [9 empty] | BLACK | Hex Bushing Thread Reducer | Standard | 11670788 | PASS
EXP61053 | M111 | CW-ARRAY | EXP61153B-1 |  | Kép | 40x25 | 48.3 | 1 | 12.7 | [9 empty] | BLACK | Hex Bushing Thread Reducer | Standard | 11670790 | PASS
EXP61053 | M111 | CW-ARRAY | EXP61153B-1 |  | Kép | 40x25 | 48.3 | 1 | 12.7 | [9 empty] | BLACK | Hex Bushing Thread Reducer | Standard | 11670792 | PASS
EXP61053 | M111 | CW-ARRAY | EXP61153B-1 |  | VIC FP COUPLING STYLE 009N (RIGID) | 150x150 | 165.1 | 1 | [10 empty] | BLACK | Victaulic-FP-FireLock EZ Rigid Coupling Style 009N_Union | Standard | 11670796 | PASS
EXP61053 | M111 | CW-ARRAY | EXP61153B-1 |  | VIC FP COUPLING STYLE 009N (RIGID) | 150x150 | 165.1 | 1 | [10 empty] | BLACK | Victaulic-FP-FireLock EZ Rigid Coupling Style 009N_Union | Standard | 11670800 | PASS
EXP61053 | M111 | CW-ARRAY | EXP61153B-1 |  | VIC FP COUPLING STYLE 009N (RIGID) | 150x150 | 165.1 | 1 | [10 empty] | BLACK | Victaulic-FP-FireLock EZ Rigid Coupling Style 009N_Union | Standard | 11670802 | PASS
EXP61053 | M111 | CW-DISTRIBUTION | EXP61153B |  | VIC QUICKVIC COUPLING STYLE 177N (FLEX) | 150x150 | 165.1 | 1 | [10 empty] | BLACK | Victaulic-IPS-QuickVic Flexible Coupling Style 177_Union | Standard | 11670816 | PASS
EXP61053 | M111 | CW-DISTRIBUTION | EXP61153B |  | VIC QUICKVIC COUPLING STYLE 177N (FLEX) | 150x150 | 165.1 | 1 | [10 empty] | BLACK | Victaulic-IPS-QuickVic Flexible Coupling Style 177_Union | Standard | 11678731 | PASS
EXP61053 | M111 | CW-DISTRIBUTION | EXP61153C |  | VIC QUICKVIC COUPLING STYLE 177N (FLEX) | 150x150 | 165.1 | 1 | [10 empty] | BLACK | Victaulic-IPS-QuickVic Flexible Coupling Style 177_Union | Standard | 11722410 | PASS
EXP61053 | M111 | CW-DISTRIBUTION | EXP61153C |  | VIC QUICKVIC COUPLING STYLE 177N (FLEX) | 150x150 | 165.1 | 1 | [10 empty] | BLACK | Victaulic-IPS-QuickVic Flexible Coupling Style 177_Union | Standard | 11725844 | PASS
EXP61053 | M111 | CW-DISTRIBUTION | EXP61153D |  | VIC QUICKVIC COUPLING STYLE 177N (FLEX) | 150x150 | 165.1 | 1 | [10 empty] | BLACK | Victaulic-IPS-QuickVic Flexible Coupling Style 177_Union | Standard | 11725868 | PASS
EXP61053 | M110 | CP-EXTERNAL | EXP61053 |  | VIC FP COUPLING STYLE 009N (RIGID) | 150x150 | 165.1 | 1 | [10 empty] | BLACK | Victaulic-FP-FireLock EZ Rigid Coupling Style 009N_Union | Standard | 12362611 | PASS
EXP61053 | M110 | CP-EXTERNAL | EXP61053 |  | VIC FP COUPLING STYLE 009N (RIGID) | 150x150 | 165.1 | 1 | [10 empty] | BLACK | Victaulic-FP-FireLock EZ Rigid Coupling Style 009N_Union | Standard | 12362638 | PASS
EXP61053 | M110 | CP-EXTERNAL | EXP61053 |  | VIC FP COUPLING STYLE 009N (RIGID) | 150x150 | 165.1 | 1 | [10 empty] | BLACK | Victaulic-FP-FireLock EZ Rigid Coupling Style 009N_Union | Standard | 12362677 | PASS
EXP61053 | M110 | CP-EXTERNAL | EXP61053 |  | VIC FP COUPLING STYLE 009N (RIGID) | 150x150 | 165.1 | 1 | [10 empty] | BLACK | Victaulic-FP-FireLock EZ Rigid Coupling Style 009N_Union | Standard | 12362710 | PASS
EXP61053 | M111 | CP-EXTERNAL | EXP61153 |  | VIC FP COUPLING STYLE 009N (RIGID) | 150x150 | 165.1 | 1 | [10 empty] | BLACK | Victaulic-FP-FireLock EZ Rigid Coupling Style 009N_Union | Standard | 12362990 | PASS
EXP61053 | M111 | CP-EXTERNAL | EXP61153 |  | VIC FP COUPLING STYLE 009N (RIGID) | 150x150 | 165.1 | 1 | [10 empty] | BLACK | Victaulic-FP-FireLock EZ Rigid Coupling Style 009N_Union | Standard | 12363011 | PASS
EXP61053 | M111 | CP-EXTERNAL | EXP61153 |  | VIC FP COUPLING STYLE 009N (RIGID) | 150x150 | 165.1 | 1 | [10 empty] | BLACK | Victaulic-FP-FireLock EZ Rigid Coupling Style 009N_Union | Standard | 12363029 | PASS
EXP61053 | M111 | CP-EXTERNAL | EXP61153 |  | VIC FP COUPLING STYLE 009N (RIGID) | 150x150 | 165.1 | 1 | [10 empty] | BLACK | Victaulic-FP-FireLock EZ Rigid Coupling Style 009N_Union | Standard | 12363053 | PASS
EXP61053 | M111 | CW-ARRAY | EXP61153D-2 |  | THREADED-COUPLING CONCENTRIC REDUCING-Class 150 | 40x25 | 56.2/40.2 | 1 | 54 | [9 empty] | BLACK | Threaded - Coupling Concentric Reducing - MI - DN40-25 | Standard | 12376579 | PASS
EXP61053 | M111 | CW-ARRAY | EXP61153C-2 |  | THREADED-COUPLING CONCENTRIC REDUCING-Class 150 | 40x25 | 40.2/56.2 | 1 | 54 | [9 empty] | BLACK | Threaded - Coupling Concentric Reducing - MI - DN40-25 | Standard | 12394843 | PASS
EXP61053 | M110 | CW-ARRAY | EXP61053D-2 |  | THREADED-COUPLING CONCENTRIC REDUCING-Class 150 | 40x25 | 40.2/56.2 | 1 | 54 | [9 empty] | BLACK | Threaded - Coupling Concentric Reducing - MI - DN40-25 | Standard | 12395112 | PASS
EXP61053 | M110 | CW-ARRAY | EXP61053D-2 |  | THREADED-COUPLING CONCENTRIC REDUCING-Class 150 | 40x25 | 40.2/56.2 | 1 | 54 | [9 empty] | BLACK | Threaded - Coupling Concentric Reducing - MI - DN40-25 | Standard | 12395132 | PASS
EXP61053 | M110 | CW-ARRAY | EXP61053D-2 |  | THREADED-COUPLING CONCENTRIC REDUCING-Class 150 | 40x25 | 40.2/56.2 | 1 | 54 | [9 empty] | BLACK | Threaded - Coupling Concentric Reducing - MI - DN40-25 | Standard | 12395148 | PASS
EXP61053 | M110 | CP-EXTERNAL | EXP61053 |  | VIC QUICKVIC COUPLING STYLE 177N (FLEX) | 150x150 | 165.1 | 1 | [10 empty] | BLACK | Victaulic-IPS-QuickVic Flexible Coupling Style 177_Union | Standard | 12655918 | PASS
EXP61053 | M110 | CP-EXTERNAL | EXP61053 |  | VIC QUICKVIC COUPLING STYLE 177N (FLEX) | 150x150 | 165.1 | 1 | [10 empty] | BLACK | Victaulic-IPS-QuickVic Flexible Coupling Style 177_Union | Standard | 12655930 | PASS
EXP61053 | M110 | CP-EXTERNAL | EXP61053 |  | VIC QUICKVIC COUPLING STYLE 177N (FLEX) | 150x150 | 165.1 | 1 | [10 empty] | BLACK | Victaulic-IPS-QuickVic Flexible Coupling Style 177_Union | Standard | 12655944 | PASS
EXP61053 | M110 | CP-EXTERNAL | EXP61053 |  | VIC QUICKVIC COUPLING STYLE 177N (FLEX) | 150x150 | 165.1 | 1 | [10 empty] | BLACK | Victaulic-IPS-QuickVic Flexible Coupling Style 177_Union | Standard | 12655956 | PASS
EXP61053 | M111 | CP-EXTERNAL | EXP61153 |  | VIC QUICKVIC COUPLING STYLE 177N (FLEX) | 150x150 | 165.1 | 1 | [10 empty] | BLACK | Victaulic-IPS-QuickVic Flexible Coupling Style 177_Union | Standard | 12656534 | PASS
EXP61053 | M111 | CP-EXTERNAL | EXP61153 |  | VIC QUICKVIC COUPLING STYLE 177N (FLEX) | 150x150 | 165.1 | 1 | [10 empty] | BLACK | Victaulic-IPS-QuickVic Flexible Coupling Style 177_Union | Standard | 12656536 | PASS
EXP61053 | M111 | CP-EXTERNAL | EXP61153 |  | VIC QUICKVIC COUPLING STYLE 177N (FLEX) | 150x150 | 165.1 | 1 | [10 empty] | BLACK | Victaulic-IPS-QuickVic Flexible Coupling Style 177_Union | Standard | 12656538 | PASS
EXP61053 | M111 | CP-EXTERNAL | EXP61153 |  | VIC QUICKVIC COUPLING STYLE 177N (FLEX) | 150x150 | 165.1 | 1 | [10 empty] | BLACK | Victaulic-IPS-QuickVic Flexible Coupling Style 177_Union | Standard | 12656540 | PASS
EXP61053 | M111 | CP-EXTERNAL | EXP61153 |  | VIC QUICKVIC COUPLING STYLE 177N (FLEX) | 150x150 | 165.1 | 1 | [10 empty] | BLACK | Victaulic-IPS-QuickVic Flexible Coupling Style 177_Union | Standard | 12656561 | PASS
EXP61053 | M111 | CP-EXTERNAL | EXP61153 |  | VIC QUICKVIC COUPLING STYLE 177N (FLEX) | 150x150 | 165.1 | 1 | [10 empty] | BLACK | Victaulic-IPS-QuickVic Flexible Coupling Style 177_Union | Standard | 12656563 | PASS
EXP61053 | M111 | CP-EXTERNAL | EXP61153 |  | VIC QUICKVIC COUPLING STYLE 177N (FLEX) | 150x150 | 165.1 | 1 | [10 empty] | BLACK | Victaulic-IPS-QuickVic Flexible Coupling Style 177_Union | Standard | 12656565 | PASS
EXP61053 | M111 | CP-EXTERNAL | EXP61153 |  | VIC QUICKVIC COUPLING STYLE 177N (FLEX) | 150x150 | 165.1 | 1 | [10 empty] | BLACK | Victaulic-IPS-QuickVic Flexible Coupling Style 177_Union | Standard | 12656567 | PASS
EXP61053 | M111 | CP-EXTERNAL | EXP61153 |  | VIC QUICKVIC COUPLING STYLE 177N (FLEX) | 150x150 | 165.1 | 1 | [10 empty] | BLACK | Victaulic-IPS-QuickVic Flexible Coupling Style 177_Union | Standard | 12656600 | PASS
EXP61053 | M111 | CP-EXTERNAL | EXP61153 |  | VIC QUICKVIC COUPLING STYLE 177N (FLEX) | 150x150 | 165.1 | 1 | [10 empty] | BLACK | Victaulic-IPS-QuickVic Flexible Coupling Style 177_Union | Standard | 12656612 | PASS
EXP61053 | M111 | CP-EXTERNAL | EXP61153 |  | VIC QUICKVIC COUPLING STYLE 177N (FLEX) | 150x150 | 165.1 | 1 | [10 empty] | BLACK | Victaulic-IPS-QuickVic Flexible Coupling Style 177_Union | Standard | 12656624 | PASS
EXP61053 | M111 | CP-EXTERNAL | EXP61153 |  | VIC QUICKVIC COUPLING STYLE 177N (FLEX) | 150x150 | 165.1 | 1 | [10 empty] | BLACK | Victaulic-IPS-QuickVic Flexible Coupling Style 177_Union | Standard | 12656636 | PASS
EXP61053 | M111 | CP-EXTERNAL | EXP61153 |  | VIC QUICKVIC COUPLING STYLE 177N (FLEX) | 150x150 | 165.1 | 1 | [10 empty] | BLACK | Victaulic-IPS-QuickVic Flexible Coupling Style 177_Union | Standard | 12656666 | PASS
EXP61053 | M111 | CP-EXTERNAL | EXP61153 |  | VIC QUICKVIC COUPLING STYLE 177N (FLEX) | 150x150 | 165.1 | 1 | [10 empty] | BLACK | Victaulic-IPS-QuickVic Flexible Coupling Style 177_Union | Standard | 12656668 | PASS
EXP61053 | M111 | CP-EXTERNAL | EXP61153 |  | VIC QUICKVIC COUPLING STYLE 177N (FLEX) | 150x150 | 165.1 | 1 | [10 empty] | BLACK | Victaulic-IPS-QuickVic Flexible Coupling Style 177_Union | Standard | 12656670 | PASS
EXP61053 | M111 | CP-EXTERNAL | EXP61153 |  | VIC QUICKVIC COUPLING STYLE 177N (FLEX) | 150x150 | 165.1 | 1 | [10 empty] | BLACK | Victaulic-IPS-QuickVic Flexible Coupling Style 177_Union | Standard | 12656672 | PASS
EXP61053 | M111 | CW-ARRAY | EXP61153D-2 |  | THREADED-COUPLING CONCENTRIC REDUCING-Class 150 | 40x25 | 56.2/40.2 | 1 | 54 | [9 empty] | BLACK | Threaded - Coupling Concentric Reducing - MI - DN40-25 | Standard | 13173247 | PASS
EXP61053 | M110 | CW-ARRAY | EXP61053D-2 |  | Kép | 20 | 42.2 | 1 | 12.7 | [9 empty] | BLACK | Plug Threaded | Standard | 13243565 | PASS
EXP61053 | M110 | CW-ARRAY | EXP61053D-2 |  | Kép | 20 | 42.2 | 1 | 12.7 | [9 empty] | BLACK | Plug Threaded | Standard | 13243720 | PASS
[6 empty] | 40x40 | 48.3 | 1 | [11 empty] | Victaulic-FP-FireLock EZ Rigid Coupling Style 009N | Standard | 13354279 | PASS
EXP61053 | M110 | CW-DISTRIBUTION | EXP61053A |  | VIC QUICKVIC COUPLING STYLE 177N (FLEX) | 150x150 | 165.1 | 1 | [10 empty] | BLACK | Victaulic-IPS-QuickVic Flexible Coupling Style 177_Union | Standard | 14092484 | PASS
EXP61053 | M110 | CW-DISTRIBUTION | EXP61053A |  | VIC QUICKVIC COUPLING STYLE 177N (FLEX) | 150x150 | 165.1 | 1 | [10 empty] | BLACK | Victaulic-IPS-QuickVic Flexible Coupling Style 177_Union | Standard | 14092497 | PASS
EXP61053 | M110 | CW-DISTRIBUTION | EXP61053A |  | VIC QUICKVIC COUPLING STYLE 177N (FLEX) | 150x150 | 165.1 | 1 | [10 empty] | BLACK | Victaulic-IPS-QuickVic Flexible Coupling Style 177_Union | Standard | 14092510 | PASS
EXP61053 | M110 | CW-DISTRIBUTION | EXP61053B |  | VIC QUICKVIC COUPLING STYLE 177N (FLEX) | 150x150 | 165.1 | 1 | [10 empty] | BLACK | Victaulic-IPS-QuickVic Flexible Coupling Style 177_Union | Standard | 14093096 | PASS
EXP61053 | M110 | CW-DISTRIBUTION | EXP61053B |  | VIC QUICKVIC COUPLING STYLE 177N (FLEX) | 150x150 | 165.1 | 1 | [10 empty] | BLACK | Victaulic-IPS-QuickVic Flexible Coupling Style 177_Union | Standard | 14093234 | PASS
EXP61053 | M110 | CW-DISTRIBUTION | EXP61053B |  | VIC QUICKVIC COUPLING STYLE 177N (FLEX) | 150x150 | 165.1 | 1 | [10 empty] | BLACK | Victaulic-IPS-QuickVic Flexible Coupling Style 177_Union | Standard | 14093334 | PASS
EXP61053 | M110 | CW-DISTRIBUTION | EXP61053B |  | VIC QUICKVIC COUPLING STYLE 177N (FLEX) | 150x150 | 165.1 | 1 | [10 empty] | BLACK | Victaulic-IPS-QuickVic Flexible Coupling Style 177_Union | Standard | 14093348 | PASS
EXP61053 | M110 | CW-DISTRIBUTION | EXP61053B |  | VIC QUICKVIC COUPLING STYLE 177N (FLEX) | 150x150 | 165.1 | 1 | [10 empty] | BLACK | Victaulic-IPS-QuickVic Flexible Coupling Style 177_Union | Standard | 14093816 | PASS
EXP61053 | M110 | CW-DISTRIBUTION | EXP61053B |  | VIC QUICKVIC COUPLING STYLE 177N (FLEX) | 150x150 | 165.1 | 1 | [10 empty] | BLACK | Victaulic-IPS-QuickVic Flexible Coupling Style 177_Union | Standard | 14093854 | PASS
EXP61053 | M110 | CW-DISTRIBUTION | EXP61053B |  | VIC QUICKVIC COUPLING STYLE 177N (FLEX) | 150x150 | 165.1 | 1 | [10 empty] | BLACK | Victaulic-IPS-QuickVic Flexible Coupling Style 177_Union | Standard | 14094000 | PASS
EXP61053 | M110 | CW-DISTRIBUTION | EXP61053B |  | VIC QUICKVIC COUPLING STYLE 177N (FLEX) | 150x150 | 165.1 | 1 | [10 empty] | BLACK | Victaulic-IPS-QuickVic Flexible Coupling Style 177_Union | Standard | 14094050 | PASS
EXP61053 | M110 | CW-DISTRIBUTION | EXP61053B |  | VIC QUICKVIC COUPLING STYLE 177N (FLEX) | 150x150 | 165.1 | 1 | [10 empty] | BLACK | Victaulic-IPS-QuickVic Flexible Coupling Style 177_Union | Standard | 14094064 | PASS
EXP61053 | M110 | CW-DISTRIBUTION | EXP61053C |  | VIC QUICKVIC COUPLING STYLE 177N (FLEX) | 150x150 | 165.1 | 1 | [10 empty] | BLACK | Victaulic-IPS-QuickVic Flexible Coupling Style 177_Union | Standard | 14094357 | PASS
EXP61053 | M110 | CW-DISTRIBUTION | EXP61053C |  | VIC QUICKVIC COUPLING STYLE 177N (FLEX) | 150x150 | 165.1 | 1 | [10 empty] | BLACK | Victaulic-IPS-QuickVic Flexible Coupling Style 177_Union | Standard | 14094391 | PASS
EXP61053 | M110 | CW-DISTRIBUTION | EXP61053C |  | VIC QUICKVIC COUPLING STYLE 177N (FLEX) | 150x150 | 165.1 | 1 | [10 empty] | BLACK | Victaulic-IPS-QuickVic Flexible Coupling Style 177_Union | Standard | 14094430 | PASS
EXP61053 | M110 | CW-DISTRIBUTION | EXP61053C |  | VIC QUICKVIC COUPLING STYLE 177N (FLEX) | 150x150 | 165.1 | 1 | [10 empty] | BLACK | Victaulic-IPS-QuickVic Flexible Coupling Style 177_Union | Standard | 14094671 | PASS
EXP61053 | M110 | CW-DISTRIBUTION | EXP61053C |  | VIC QUICKVIC COUPLING STYLE 177N (FLEX) | 150x150 | 165.1 | 1 | [10 empty] | BLACK | Victaulic-IPS-QuickVic Flexible Coupling Style 177_Union | Standard | 14094696 | PASS
EXP61053 | M110 | CW-DISTRIBUTION | EXP61053D |  | VIC QUICKVIC COUPLING STYLE 177N (FLEX) | 150x150 | 165.1 | 1 | [10 empty] | BLACK | Victaulic-IPS-QuickVic Flexible Coupling Style 177_Union | Standard | 14094894 | PASS
EXP61053 | M111 | CW-DISTRIBUTION | EXP61153A |  | VIC QUICKVIC COUPLING STYLE 177N (FLEX) | 150x150 | 165.1 | 1 | [10 empty] | BLACK | Victaulic-IPS-QuickVic Flexible Coupling Style 177_Union | Standard | 14094992 | PASS
EXP61053 | M111 | CW-DISTRIBUTION | EXP61153A |  | VIC QUICKVIC COUPLING STYLE 177N (FLEX) | 150x150 | 165.1 | 1 | [10 empty] | BLACK | Victaulic-IPS-QuickVic Flexible Coupling Style 177_Union | Standard | 14095004 | PASS
EXP61053 | M111 | CW-DISTRIBUTION | EXP61153A |  | VIC QUICKVIC COUPLING STYLE 177N (FLEX) | 150x150 | 165.1 | 1 | [10 empty] | BLACK | Victaulic-IPS-QuickVic Flexible Coupling Style 177_Union | Standard | 14095016 | PASS
EXP61053 | M111 | CW-DISTRIBUTION | EXP61153A |  | VIC QUICKVIC COUPLING STYLE 177N (FLEX) | 150x150 | 165.1 | 1 | [10 empty] | BLACK | Victaulic-IPS-QuickVic Flexible Coupling Style 177_Union | Standard | 14095423 | PASS
EXP61053 | M111 | CW-DISTRIBUTION | EXP61153A |  | VIC QUICKVIC COUPLING STYLE 177N (FLEX) | 150x150 | 165.1 | 1 | [10 empty] | BLACK | Victaulic-IPS-QuickVic Flexible Coupling Style 177_Union | Standard | 14095456 | PASS
EXP61053 | M111 | CW-DISTRIBUTION | EXP61153A |  | VIC QUICKVIC COUPLING STYLE 177N (FLEX) | 150x150 | 165.1 | 1 | [10 empty] | BLACK | Victaulic-IPS-QuickVic Flexible Coupling Style 177_Union | Standard | 14095463 | PASS
EXP61053 | M111 | CW-DISTRIBUTION | EXP61153A |  | VIC QUICKVIC COUPLING STYLE 177N (FLEX) | 150x150 | 165.1 | 1 | [10 empty] | BLACK | Victaulic-IPS-QuickVic Flexible Coupling Style 177_Union | Standard | 14095833 | PASS
EXP61053 | M111 | CW-DISTRIBUTION | EXP61153A |  | VIC QUICKVIC COUPLING STYLE 177N (FLEX) | 150x150 | 165.1 | 1 | [10 empty] | BLACK | Victaulic-IPS-QuickVic Flexible Coupling Style 177_Union | Standard | 14095937 | PASS
EXP61053 | M111 | CW-DISTRIBUTION | EXP61153A |  | VIC QUICKVIC COUPLING STYLE 177N (FLEX) | 150x150 | 165.1 | 1 | [10 empty] | BLACK | Victaulic-IPS-QuickVic Flexible Coupling Style 177_Union | Standard | 14095943 | PASS
EXP61053 | M111 | CW-DISTRIBUTION | EXP61153A |  | VIC QUICKVIC COUPLING STYLE 177N (FLEX) | 150x150 | 165.1 | 1 | [10 empty] | BLACK | Victaulic-IPS-QuickVic Flexible Coupling Style 177_Union | Standard | 14096001 | PASS
EXP61053 | M111 | CW-DISTRIBUTION | EXP61153A |  | VIC QUICKVIC COUPLING STYLE 177N (FLEX) | 150x150 | 165.1 | 1 | [10 empty] | BLACK | Victaulic-IPS-QuickVic Flexible Coupling Style 177_Union | Standard | 14096207 | PASS
EXP61053 | M111 | CW-DISTRIBUTION | EXP61153A |  | VIC QUICKVIC COUPLING STYLE 177N (FLEX) | 150x150 | 165.1 | 1 | [10 empty] | BLACK | Victaulic-IPS-QuickVic Flexible Coupling Style 177_Union | Standard | 14096226 | PASS
EXP61053 | M111 | CW-DISTRIBUTION | EXP61153A |  | VIC QUICKVIC COUPLING STYLE 177N (FLEX) | 150x150 | 165.1 | 1 | [10 empty] | BLACK | Victaulic-IPS-QuickVic Flexible Coupling Style 177_Union | Standard | 14096238 | PASS
EXP61053 | M111 | CW-DISTRIBUTION | EXP61153A |  | VIC QUICKVIC COUPLING STYLE 177N (FLEX) | 150x150 | 165.1 | 1 | [10 empty] | BLACK | Victaulic-IPS-QuickVic Flexible Coupling Style 177_Union | Standard | 14096250 | PASS
EXP61053 | M111 | CW-DISTRIBUTION | EXP61153B |  | VIC QUICKVIC COUPLING STYLE 177N (FLEX) | 150x150 | 165.1 | 1 | [10 empty] | BLACK | Victaulic-IPS-QuickVic Flexible Coupling Style 177_Union | Standard | 14098151 | PASS
EXP61053 | M111 | CW-DISTRIBUTION | EXP61153B |  | VIC QUICKVIC COUPLING STYLE 177N (FLEX) | 150x150 | 165.1 | 1 | [10 empty] | BLACK | Victaulic-IPS-QuickVic Flexible Coupling Style 177_Union | Standard | 14098155 | PASS
EXP61053 | M111 | CW-DISTRIBUTION | EXP61153B |  | VIC QUICKVIC COUPLING STYLE 177N (FLEX) | 150x150 | 165.1 | 1 | [10 empty] | BLACK | Victaulic-IPS-QuickVic Flexible Coupling Style 177_Union | Standard | 14098159 | PASS
EXP61053 | M111 | CW-DISTRIBUTION | EXP61153B |  | VIC QUICKVIC COUPLING STYLE 177N (FLEX) | 150x150 | 165.1 | 1 | [10 empty] | BLACK | Victaulic-IPS-QuickVic Flexible Coupling Style 177_Union | Standard | 14098598 | PASS
EXP61053 | M111 | CW-DISTRIBUTION | EXP61153B |  | VIC QUICKVIC COUPLING STYLE 177N (FLEX) | 150x150 | 165.1 | 1 | [10 empty] | BLACK | Victaulic-IPS-QuickVic Flexible Coupling Style 177_Union | Standard | 14098606 | PASS
EXP61053 | M111 | CW-DISTRIBUTION | EXP61153B |  | VIC QUICKVIC COUPLING STYLE 177N (FLEX) | 150x150 | 165.1 | 1 | [10 empty] | BLACK | Victaulic-IPS-QuickVic Flexible Coupling Style 177_Union | Standard | 14098766 | PASS
EXP61053 | M111 | CW-DISTRIBUTION | EXP61153B |  | VIC QUICKVIC COUPLING STYLE 177N (FLEX) | 150x150 | 165.1 | 1 | [10 empty] | BLACK | Victaulic-IPS-QuickVic Flexible Coupling Style 177_Union | Standard | 14098778 | PASS
EXP61053 | M111 | CW-DISTRIBUTION | EXP61153C |  | VIC QUICKVIC COUPLING STYLE 177N (FLEX) | 150x150 | 165.1 | 1 | [10 empty] | BLACK | Victaulic-IPS-QuickVic Flexible Coupling Style 177_Union | Standard | 14099049 | PASS
EXP61053 | M111 | CW-DISTRIBUTION | EXP61153C |  | VIC QUICKVIC COUPLING STYLE 177N (FLEX) | 150x150 | 165.1 | 1 | [10 empty] | BLACK | Victaulic-IPS-QuickVic Flexible Coupling Style 177_Union | Standard | 14099069 | PASS
EXP61053 | M111 | CW-DISTRIBUTION | EXP61153C |  | VIC QUICKVIC COUPLING STYLE 177N (FLEX) | 150x150 | 165.1 | 1 | [10 empty] | BLACK | Victaulic-IPS-QuickVic Flexible Coupling Style 177_Union | Standard | 14099187 | PASS
EXP61053 | M111 | CW-DISTRIBUTION | EXP61153C |  | VIC QUICKVIC COUPLING STYLE 177N (FLEX) | 150x150 | 165.1 | 1 | [10 empty] | BLACK | Victaulic-IPS-QuickVic Flexible Coupling Style 177_Union | Standard | 14099414 | PASS
EXP61053 | M111 | CW-DISTRIBUTION | EXP61153D |  | VIC QUICKVIC COUPLING STYLE 177N (FLEX) | 150x150 | 165.1 | 1 | [10 empty] | BLACK | Victaulic-IPS-QuickVic Flexible Coupling Style 177_Union | Standard | 14099646 | PASS
EXP61053 | M110 | CW-DISTRIBUTION | EXP61053A |  | VIC QUICKVIC COUPLING STYLE 177N (FLEX) | 150x150 | 165.1 | 1 | [10 empty] | BLACK | Victaulic-IPS-QuickVic Flexible Coupling Style 177_Union | Standard | 14498939 | PASS
EXP61053 | M110 | CW-DISTRIBUTION | EXP61053A |  | VIC QUICKVIC COUPLING STYLE 177N (FLEX) | 150x150 | 165.1 | 1 | [10 empty] | BLACK | Victaulic-IPS-QuickVic Flexible Coupling Style 177_Union | Standard | 14498943 | PASS
EXP61053 | M110 | CW-DISTRIBUTION | EXP61053A |  | VIC QUICKVIC COUPLING STYLE 177N (FLEX) | 150x150 | 165.1 | 1 | [10 empty] | BLACK | Victaulic-IPS-QuickVic Flexible Coupling Style 177_Union | Standard | 14498947 | PASS
EXP61053 | M110 | CW-DISTRIBUTION | EXP61053A |  | VIC QUICKVIC COUPLING STYLE 177N (FLEX) | 150x150 | 165.1 | 1 | [10 empty] | BLACK | Victaulic-IPS-QuickVic Flexible Coupling Style 177_Union | Standard | 14498951 | PASS
EXP61053 | M110 | CW-DISTRIBUTION | EXP61053A |  | VIC QUICKVIC COUPLING STYLE 177N (FLEX) | 150x150 | 165.1 | 1 | [10 empty] | BLACK | Victaulic-IPS-QuickVic Flexible Coupling Style 177_Union | Standard | 14498955 | PASS
EXP61053 | M110 | CW-DISTRIBUTION | EXP61053A |  | VIC QUICKVIC COUPLING STYLE 177N (FLEX) | 150x150 | 165.1 | 1 | [10 empty] | BLACK | Victaulic-IPS-QuickVic Flexible Coupling Style 177_Union | Standard | 14498959 | PASS
EXP61053 | M110 | CW-DISTRIBUTION | EXP61053A |  | VIC QUICKVIC COUPLING STYLE 177N (FLEX) | 150x150 | 165.1 | 1 | [10 empty] | BLACK | Victaulic-IPS-QuickVic Flexible Coupling Style 177_Union | Standard | 14498963 | PASS
EXP61053 | M110 | CW-DISTRIBUTION | EXP61053A |  | VIC QUICKVIC COUPLING STYLE 177N (FLEX) | 150x150 | 165.1 | 1 | [10 empty] | BLACK | Victaulic-IPS-QuickVic Flexible Coupling Style 177_Union | Standard | 14498967 | PASS
EXP61053 | M110-M111 | CP-INTERNAL | EXP61053 |  | VIC FP COUPLING STYLE 009N (RIGID) | 150x150 | 168.3 | 1 | [10 empty] | GAL | Victaulic-FP-FireLock EZ Rigid Coupling Style 009N_DN168 | Standard | 14871852 | PASS
EXP61053 | M110-M111 | CP-INTERNAL | EXP61053 |  | VIC FP COUPLING STYLE 009N (RIGID) | 150x150 | 168.3 | 1 | [10 empty] | GAL | Victaulic-FP-FireLock EZ Rigid Coupling Style 009N_DN168 | Standard | 14871856 | PASS
EXP61053 | M110-M111 | CP-INTERNAL | EXP61053 |  | VIC FP COUPLING STYLE 009N (RIGID) | 150x150 | 168.3 | 1 | [10 empty] | GAL | Victaulic-FP-FireLock EZ Rigid Coupling Style 009N_DN168 | Standard | 14871859 | PASS
EXP61053 | M110-M111 | CP-INTERNAL | EXP61053 |  | VIC FP COUPLING STYLE 009N (RIGID) | 150x150 | 168.3 | 1 | [10 empty] | GAL | Victaulic-FP-FireLock EZ Rigid Coupling Style 009N_DN168 | Standard | 14871861 | PASS
EXP61053 | M110-M111 | CP-INTERNAL | EXP61053 |  | VIC FP COUPLING STYLE 009N (RIGID) | 150x150 | 168.3 | 1 | [10 empty] | GAL | Victaulic-FP-FireLock EZ Rigid Coupling Style 009N_DN168 | Standard | 14871866 | PASS
EXP61053 | M110-M111 | CP-INTERNAL | EXP61053 |  | VIC FP COUPLING STYLE 009N (RIGID) | 150x150 | 168.3 | 1 | [10 empty] | GAL | Victaulic-FP-FireLock EZ Rigid Coupling Style 009N_DN168 | Standard | 14871907 | PASS
EXP61053 | M110-M111 | CP-INTERNAL | EXP61053 |  | VIC FP COUPLING STYLE 009N (RIGID) | 150x150 | 168.3 | 1 | [10 empty] | GAL | Victaulic-FP-FireLock EZ Rigid Coupling Style 009N_DN168 | Standard | 14871909 | PASS
EXP61053 | M110-M111 | CP-INTERNAL | EXP61053 |  | VIC FP COUPLING STYLE 009N (RIGID) | 150x150 | 168.3 | 1 | [10 empty] | GAL | Victaulic-FP-FireLock EZ Rigid Coupling Style 009N_DN168 | Standard | 14871911 | PASS
EXP61053 | M110-M111 | CP-INTERNAL | EXP61053 |  | VIC FP COUPLING STYLE 009N (RIGID) | 150x150 | 168.3 | 1 | [10 empty] | GAL | Victaulic-FP-FireLock EZ Rigid Coupling Style 009N_DN168 | Standard | 14871913 | PASS
EXP61053 | M110-M111 | CP-INTERNAL | EXP61053 |  | VIC FP COUPLING STYLE 009N (RIGID) | 150x150 | 168.3 | 1 | [10 empty] | GAL | Victaulic-FP-FireLock EZ Rigid Coupling Style 009N_DN168 | Standard | 14871955 | PASS
EXP61053 | M110-M111 | CP-INTERNAL | EXP61053 |  | VIC FP COUPLING STYLE 009N (RIGID) | 150x150 | 168.3 | 1 | [10 empty] | GAL | Victaulic-FP-FireLock EZ Rigid Coupling Style 009N_DN168 | Standard | 14871962 | PASS
EXP61053 | M110-M111 | CP-INTERNAL | EXP61053 |  | VIC FP COUPLING STYLE 009N (RIGID) | 150x150 | 168.3 | 1 | [10 empty] | GAL | Victaulic-FP-FireLock EZ Rigid Coupling Style 009N_DN168 | Standard | 14871964 | PASS
EXP61053 | M110-M111 | CP-INTERNAL | EXP61053 |  | VIC FP COUPLING STYLE 009N (RIGID) | 150x150 | 168.3 | 1 | [10 empty] | GAL | Victaulic-FP-FireLock EZ Rigid Coupling Style 009N_DN168 | Standard | 14871966 | PASS
EXP61053 | M110-M111 | CP-INTERNAL | EXP61053 |  | VIC FP COUPLING STYLE 009N (RIGID) | 150x150 | 168.3 | 1 | [10 empty] | GAL | Victaulic-FP-FireLock EZ Rigid Coupling Style 009N_DN168 | Standard | 14871968 | PASS
EXP61053 | M110-M111 | CP-INTERNAL | EXP61053 |  | VIC FP COUPLING STYLE 009N (RIGID) | 150x150 | 168.3 | 1 | [10 empty] | GAL | Victaulic-FP-FireLock EZ Rigid Coupling Style 009N_DN168 | Standard | 14871970 | PASS
EXP61053 | M110-M111 | CP-INTERNAL | EXP61053 |  | VIC FP COUPLING STYLE 009N (RIGID) | 150x150 | 168.3 | 1 | [10 empty] | GAL | Victaulic-FP-FireLock EZ Rigid Coupling Style 009N_DN168 | Standard | 14871972 | PASS
EXP61053 | M110-M111 | CP-INTERNAL | EXP61053 |  | VIC FP COUPLING STYLE 009N (RIGID) | 150x150 | 168.3 | 1 | [10 empty] | GAL | Victaulic-FP-FireLock EZ Rigid Coupling Style 009N_DN168 | Standard | 14871974 | PASS
Total | [21 empty] | 6501903912 | PASS

## Pipe Accessory Schedule
EE_Cross Passage | EE_Location and Lanes | EE_System Type | EE_Array Number | EE_Stock Code | EE_Item Description | Size | Outside Diameter | Qty | Length | EE_FAB Pipe | EE_PIPE END-1 | EE_PIPE END-2 | EE_Run Dim 1 | EE_Pap 1 | EE_Run Dim 2 | EE_Pap 2 | EE_Run Dim 3 | EE_Pap 3 | EE_Pipe Treatment | Family | Type | ID | Validation_Check
EXP61053 | M110-M111 | CP-INTERNAL | EXP61053 |  | PS02.08 | 150x150 |  | 1 | [10 empty] | GAL | PS02.08 | PS02.08 | 2921392 | PASS
EXP61053 | M110-M111 | CP-INTERNAL | EXP61053 |  | PS02.08 | 150x150 |  | 1 | [10 empty] | GAL | PS02.08 | PS02.08 | 2921393 | PASS
EXP61053 | M110-M111 | CP-INTERNAL | EXP61053 |  | FP-DELUGE VALVE-DN150 | 150x150x50 |  | 1 | [10 empty] | GAL | FP-DELUGE VALVE-DN150 | FP-DELUGE VALVE-DN150 | 2921459 | PASS
EXP61053 | M110-M111 | CP-INTERNAL | EXP61053 |  | FP-DELUGE VALVE-DN150 | 150x150x50 |  | 1 | [10 empty] | GAL | FP-DELUGE VALVE-DN150 | FP-DELUGE VALVE-DN150 | 2921474 | PASS
EXP61053 | M110-M111 | CP-INTERNAL | EXP61053 |  | FP-DELUGE VALVE-DN150 | 150x150x50 |  | 1 | [10 empty] | GAL | FP-DELUGE VALVE-DN150 | FP-DELUGE VALVE-DN150 | 2921489 | PASS
EXP61053 | M110-M111 | CP-INTERNAL | EXP61053 |  | Victaulic-FP-Series 705 Butterfly Valve | 150x150 | 168.3 | 1 | [10 empty] | GAL | Victaulic-FP-Series 705 Butterfly Valve | Standard | 2921526 | PASS
EXP61053 | M110-M111 | CP-INTERNAL | EXP61053 |  | Victaulic-FP-Series 705 Butterfly Valve | 150x150 | 168.3 | 1 | [10 empty] | GAL | Victaulic-FP-Series 705 Butterfly Valve | Standard | 2921527 | PASS
EXP61053 | M110-M111 | CP-INTERNAL | EXP61053 |  | Victaulic-FP-Series 705 Butterfly Valve | 150x150 | 168.3 | 1 | [10 empty] | GAL | Victaulic-FP-Series 705 Butterfly Valve | Standard | 2921530 | PASS
EXP61053 | M110-M111 | CP-INTERNAL | EXP61053 |  | Victaulic-FP-Series 705 Butterfly Valve | 150x150 | 168.3 | 1 | [10 empty] | GAL | Victaulic-FP-Series 705 Butterfly Valve | Standard | 2921531 | PASS
EXP61053 | M110-M111 | CP-INTERNAL | EXP61053 |  | Victaulic-FP-Series 705 Butterfly Valve | 150x150 | 168.3 | 1 | [10 empty] | GAL | Victaulic-FP-Series 705 Butterfly Valve | Standard | 2921532 | PASS
EXP61053 | M110-M111 | CP-INTERNAL | EXP61053 |  | Victaulic-FP-Series 705 Butterfly Valve | 150x150 | 168.3 | 1 | [10 empty] | GAL | Victaulic-FP-Series 705 Butterfly Valve | Standard | 2921535 | PASS
EXP61053 | M110-M111 | CP-INTERNAL | EXP61053 |  | FP-DELUGE VALVE-DN150 | 150x150x50 |  | 1 | [10 empty] | GAL | FP-DELUGE VALVE-DN150 | FP-DELUGE VALVE-DN150 | 2921536 | PASS
EXP61053 | M110-M111 | CP-INTERNAL | EXP61053 |  | Victaulic-FP-Series 705 Butterfly Valve | 150x150 | 168.3 | 1 | [10 empty] | GAL | Victaulic-FP-Series 705 Butterfly Valve | Standard | 2921551 | PASS
EXP61053 | M110-M111 | CP-INTERNAL | EXP61053 |  | Victaulic-FP-Series 705 Butterfly Valve | 150x150 | 168.3 | 1 | [10 empty] | GAL | Victaulic-FP-Series 705 Butterfly Valve | Standard | 2921552 | PASS
EXP61053 | M110-M111 | CP-INTERNAL | EXP61053 |  | PS02.08 | 150x150 |  | 1 | [10 empty] | GAL | PS02.08 | PS02.08 | 2921616 | PASS
EXP61053 | M110-M111 | CP-INTERNAL | EXP61053 |  | PS02.08 | 150x150 |  | 1 | [10 empty] | GAL | PS02.08 | PS02.08 | 2921617 | PASS
EXP61053 | M110-M111 | CP-INTERNAL | EXP61053 |  | Victaulic-FP-Series 705 Butterfly Valve | 150x150 | 168.3 | 1 | [10 empty] | GAL | Victaulic-FP-Series 705 Butterfly Valve | Standard | 2921674 | PASS
EXP61053 | M110-M111 | CP-INTERNAL | EXP61053 |  | FP-DELUGE VALVE-DN150 | 150x150x50 |  | 1 | [10 empty] | GAL | FP-DELUGE VALVE-DN150 | FP-DELUGE VALVE-DN150 | 2921677 | PASS
EXP61053 | M110-M111 | CP-INTERNAL | EXP61053 |  | Victaulic-FP-Series 705 Butterfly Valve | 150x150 | 168.3 | 1 | [10 empty] | GAL | Victaulic-FP-Series 705 Butterfly Valve | Standard | 2921686 | PASS
EXP61053 | M110-M111 | CP-INTERNAL | EXP61053 |  | Victaulic-FP-Series 705 Butterfly Valve | 150x150 | 168.3 | 1 | [10 empty] | GAL | Victaulic-FP-Series 705 Butterfly Valve | Standard | 2921720 | PASS
EXP61053 | M110-M111 | CP-INTERNAL | EXP61053 |  | FP-DELUGE VALVE-DN150 | 150x150x50 |  | 1 | [10 empty] | GAL | FP-DELUGE VALVE-DN150 | FP-DELUGE VALVE-DN150 | 2921723 | PASS
EXP61053 | M110-M111 | CP-INTERNAL | EXP61053 |  | Victaulic-FP-Series 705 Butterfly Valve | 150x150 | 168.3 | 1 | [10 empty] | GAL | Victaulic-FP-Series 705 Butterfly Valve | Standard | 2921728 | PASS
EXP61053 | M110-M111 | CP-INTERNAL | EXP61053 |  | Victaulic-FP-Series 705 Butterfly Valve | 150x150 | 168.3 | 1 | [10 empty] | GAL | Victaulic-FP-Series 705 Butterfly Valve | Standard | 2921766 | PASS
EXP61053 | M110-M111 | CP-INTERNAL | EXP61053 |  | FP-DELUGE VALVE-DN150 | 150x150x50 |  | 1 | [10 empty] | GAL | FP-DELUGE VALVE-DN150 | FP-DELUGE VALVE-DN150 | 2921769 | PASS
EXP61053 | M110-M111 | CP-INTERNAL | EXP61053 |  | Victaulic-FP-Series 705 Butterfly Valve | 150x150 | 168.3 | 1 | [10 empty] | GAL | Victaulic-FP-Series 705 Butterfly Valve | Standard | 2921774 | PASS
EXP61053 | M110-M111 | CP-INTERNAL | EXP61053 |  | Victaulic-FP-Series 705 Butterfly Valve | 150x150 | 168.3 | 1 | [10 empty] | GAL | Victaulic-FP-Series 705 Butterfly Valve | Standard | 2921783 | PASS
EXP61053 | M110-M111 | CP-INTERNAL | EXP61053 |  | FP-DELUGE VALVE-DN150 | 150x150x50 |  | 1 | [10 empty] | GAL | FP-DELUGE VALVE-DN150 | FP-DELUGE VALVE-DN150 | 2921786 | PASS
EXP61053 | M110-M111 | CP-INTERNAL | EXP61053 |  | Victaulic-FP-Series 705 Butterfly Valve | 150x150 | 168.3 | 1 | [10 empty] | GAL | Victaulic-FP-Series 705 Butterfly Valve | Standard | 2921791 | PASS
EXP61053 | M110-M111 | CP-INTERNAL | EXP61053 |  | PS02.08 | 150x150 |  | 1 | [10 empty] | GAL | PS02.08 | PS02.08 | 2921910 | PASS
EXP61053 | M110-M111 | CP-INTERNAL | EXP61053 |  | PS02.08 | 150x150 |  | 1 | [10 empty] | GAL | PS02.08 | PS02.08 | 2921911 | PASS
EXP61053 | M110-M111 | CP-INTERNAL | EXP61053 |  | PS02.08 | 150x150 |  | 1 | [10 empty] | GAL | PS02.08 | PS02.08 | 2921912 | PASS
EXP61053 | M110-M111 | CP-INTERNAL | EXP61053 |  | PS02.08 | 150x150 |  | 1 | [10 empty] | GAL | PS02.08 | PS02.08 | 2921913 | PASS
EXP61053 | M111 | CP-EXTERNAL | EXP61153 |  | PS03.06 |  |  | 1 | [10 empty] | BLACK | PS03.06 | PS03.06 | 2926159 | PASS
EXP61053 | M110 | CW-ARRAY | EXP61053A |  | PS04.04 | 65x65 |  | 1 | [10 empty] | BLACK | PS04.04 | PS04.04 | 3669288 | PASS
EXP61053 | M110 | CW-ARRAY | EXP61053A |  | PS04.04 | 65x65 |  | 1 | [10 empty] | BLACK | PS04.04 | PS04.04 | 3669290 | PASS
EXP61053 | M110 | CW-ARRAY | EXP61053A |  | PS04.04 | 65x65 |  | 1 | [10 empty] | BLACK | PS04.04 | PS04.04 | 3669292 | PASS
EXP61053 | M110 | CW-ARRAY | EXP61053A |  | PS04.04 | 65x65 |  | 1 | [10 empty] | BLACK | PS04.04 | PS04.04 | 3669294 | PASS
EXP61053 | M110 | CW-ARRAY | EXP61053A |  | PS04.04 | 65x65 |  | 1 | [10 empty] | BLACK | PS04.04 | PS04.04 | 3669321 | PASS
EXP61053 | M110 | CW-ARRAY | EXP61053A |  | PS04.04 | 65x65 |  | 1 | [10 empty] | BLACK | PS04.04 | PS04.04 | 3669323 | PASS
EXP61053 | M110 | CW-ARRAY | EXP61053A |  | PS04.04 | 65x65 |  | 1 | [10 empty] | BLACK | PS04.04 | PS04.04 | 3669325 | PASS
EXP61053 | M110 | CW-ARRAY | EXP61053A |  | PS04.03 | 150x150 |  | 1 | [10 empty] | BLACK | PS04.03 | PS04.03 | 3669327 | PASS
EXP61053 | M110 | CW-ARRAY | EXP61053A |  | PS04.04 | 65x65 |  | 1 | [10 empty] | BLACK | PS04.04 | PS04.04 | 3669329 | PASS
EXP61053 | M110 | CW-ARRAY | EXP61053A |  | PS04.03 | 150x150 |  | 1 | [10 empty] | BLACK | PS04.03 | PS04.03 | 3669436 | PASS
EXP61053 | M110 | CW-ARRAY | EXP61053A |  | PS04.03 | 150x150 |  | 1 | [10 empty] | BLACK | PS04.03 | PS04.03 | 3669439 | PASS
EXP61053 | M110 | CW-ARRAY | EXP61053B-1 |  | PS04.04 | 65x65 |  | 1 | [10 empty] | BLACK | PS04.04 | PS04.04 | 3674486 | PASS
EXP61053 | M110 | CW-ARRAY | EXP61053B-1 |  | PS04.04 | 65x65 |  | 1 | [10 empty] | BLACK | PS04.04 | PS04.04 | 3674488 | PASS
EXP61053 | M110 | CW-ARRAY | EXP61053B-1 |  | PS04.04 | 65x65 |  | 1 | [10 empty] | BLACK | PS04.04 | PS04.04 | 3674490 | PASS
EXP61053 | M110 | CW-ARRAY | EXP61053B-1 |  | PS04.04 | 65x65 |  | 1 | [10 empty] | BLACK | PS04.04 | PS04.04 | 3674492 | PASS
EXP61053 | M110 | CW-ARRAY | EXP61053B-1 |  | PS04.04 | 65x65 |  | 1 | [10 empty] | BLACK | PS04.04 | PS04.04 | 3674519 | PASS
EXP61053 | M110 | CW-ARRAY | EXP61053B-1 |  | PS04.04 | 65x65 |  | 1 | [10 empty] | BLACK | PS04.04 | PS04.04 | 3674521 | PASS
EXP61053 | M110 | CW-ARRAY | EXP61053B-1 |  | PS04.04 | 65x65 |  | 1 | [10 empty] | BLACK | PS04.04 | PS04.04 | 3674523 | PASS
EXP61053 | M110 | CW-ARRAY | EXP61053B-1 |  | PS04.03 | 150x150 |  | 1 | [10 empty] | BLACK | PS04.03 | PS04.03 | 3674525 | PASS
EXP61053 | M110 | CW-ARRAY | EXP61053B-1 |  | PS04.04 | 65x65 |  | 1 | [10 empty] | BLACK | PS04.04 | PS04.04 | 3674527 | PASS
EXP61053 | M110 | CW-ARRAY | EXP61053B-1 |  | PS04.03 | 150x150 |  | 1 | [10 empty] | BLACK | PS04.03 | PS04.03 | 3674558 | PASS
EXP61053 | M110 | CW-ARRAY | EXP61053B-1 |  | PS04.03 | 150x150 |  | 1 | [10 empty] | BLACK | PS04.03 | PS04.03 | 3674561 | PASS
EXP61053 | M110 | CW-ARRAY | EXP61053B-2 |  | PS04.04 | 65x65 |  | 1 | [10 empty] | BLACK | PS04.04 | PS04.04 | 3674564 | PASS
EXP61053 | M110 | CW-ARRAY | EXP61053B-2 |  | PS04.04 | 65x65 |  | 1 | [10 empty] | BLACK | PS04.04 | PS04.04 | 3674566 | PASS
EXP61053 | M110 | CW-ARRAY | EXP61053B-2 |  | PS04.04 | 65x65 |  | 1 | [10 empty] | BLACK | PS04.04 | PS04.04 | 3674568 | PASS
EXP61053 | M110 | CW-ARRAY | EXP61053B-2 |  | PS04.04 | 65x65 |  | 1 | [10 empty] | BLACK | PS04.04 | PS04.04 | 3674570 | PASS
EXP61053 | M110 | CW-ARRAY | EXP61053B-2 |  | PS04.04 | 65x65 |  | 1 | [10 empty] | BLACK | PS04.04 | PS04.04 | 3674597 | PASS
EXP61053 | M110 | CW-ARRAY | EXP61053B-2 |  | PS04.04 | 65x65 |  | 1 | [10 empty] | BLACK | PS04.04 | PS04.04 | 3674599 | PASS
EXP61053 | M110 | CW-ARRAY | EXP61053B-2 |  | PS04.04 | 65x65 |  | 1 | [10 empty] | BLACK | PS04.04 | PS04.04 | 3674601 | PASS
EXP61053 | M110 | CW-ARRAY | EXP61053B-2 |  | PS04.03 | 150x150 |  | 1 | [10 empty] | BLACK | PS04.03 | PS04.03 | 3674603 | PASS
EXP61053 | M110 | CW-ARRAY | EXP61053B-2 |  | PS04.04 | 65x65 |  | 1 | [10 empty] | BLACK | PS04.04 | PS04.04 | 3674605 | PASS
EXP61053 | M110 | CW-ARRAY | EXP61053B-2 |  | PS04.03 | 150x150 |  | 1 | [10 empty] | BLACK | PS04.03 | PS04.03 | 3674635 | PASS
EXP61053 | M110 | CW-ARRAY | EXP61053B-2 |  | PS04.03 | 150x150 |  | 1 | [10 empty] | BLACK | PS04.03 | PS04.03 | 3674638 | PASS
EXP61053 | M110 | CW-DISTRIBUTION | EXP61053B |  | PS03.04 | 150x150x150 |  | 1 | [10 empty] | BLACK | PS03.04 | PS03.04 | 3674672 | PASS
EXP61053 | M110 | CW-DISTRIBUTION | EXP61053B |  | PS03.04 | 150x150x150 |  | 1 | [10 empty] | BLACK | PS03.04 | PS03.04 | 3674675 | PASS
EXP61053 | M110 | CW-DISTRIBUTION | EXP61053B |  | PS03.04 | 150x150x150 |  | 1 | [10 empty] | BLACK | PS03.04 | PS03.04 | 3674678 | PASS
EXP61053 | M110 | CW-DISTRIBUTION | EXP61053B |  | PS03.04 | 150x150x150 |  | 1 | [10 empty] | BLACK | PS03.04 | PS03.04 | 3674681 | PASS
EXP61053 | M110 | CW-DISTRIBUTION | EXP61053B |  | PS03.04 | 150x150x150 |  | 1 | [10 empty] | BLACK | PS03.04 | PS03.04 | 3674684 | PASS
EXP61053 | M110 | CW-DISTRIBUTION | EXP61053B |  | PS03.04 | 150x150x150 |  | 1 | [10 empty] | BLACK | PS03.04 | PS03.04 | 3674687 | PASS
EXP61053 | M110 | CW-DISTRIBUTION | EXP61053B |  | PS03.04 | 150x150x150 |  | 1 | [10 empty] | BLACK | PS03.04 | PS03.04 | 3674690 | PASS
EXP61053 | M110 | CW-DISTRIBUTION | EXP61053B |  | PS03.04 | 150x150x150 |  | 1 | [10 empty] | BLACK | PS03.04 | PS03.04 | 3674693 | PASS
EXP61053 | M110 | CW-ARRAY | EXP61053C-1 |  | PS04.04 | 65x65 |  | 1 | [10 empty] | BLACK | PS04.04 | PS04.04 | 3675539 | PASS
EXP61053 | M110 | CW-ARRAY | EXP61053C-1 |  | PS04.04 | 65x65 |  | 1 | [10 empty] | BLACK | PS04.04 | PS04.04 | 3675541 | PASS
EXP61053 | M110 | CW-ARRAY | EXP61053C-1 |  | PS04.04 | 65x65 |  | 1 | [10 empty] | BLACK | PS04.04 | PS04.04 | 3675543 | PASS
EXP61053 | M110 | CW-ARRAY | EXP61053C-1 |  | PS04.04 | 65x65 |  | 1 | [10 empty] | BLACK | PS04.04 | PS04.04 | 3675545 | PASS
EXP61053 | M110 | CW-ARRAY | EXP61053C-1 |  | PS04.04 | 65x65 |  | 1 | [10 empty] | BLACK | PS04.04 | PS04.04 | 3675572 | PASS
EXP61053 | M110 | CW-ARRAY | EXP61053C-1 |  | PS04.04 | 65x65 |  | 1 | [10 empty] | BLACK | PS04.04 | PS04.04 | 3675574 | PASS
EXP61053 | M110 | CW-ARRAY | EXP61053C-1 |  | PS04.04 | 65x65 |  | 1 | [10 empty] | BLACK | PS04.04 | PS04.04 | 3675576 | PASS
EXP61053 | M110 | CW-ARRAY | EXP61053C-1 |  | PS04.03 | 150x150 |  | 1 | [10 empty] | BLACK | PS04.03 | PS04.03 | 3675578 | PASS
EXP61053 | M110 | CW-ARRAY | EXP61053C-1 |  | PS04.04 | 65x65 |  | 1 | [10 empty] | BLACK | PS04.04 | PS04.04 | 3675580 | PASS
EXP61053 | M110 | CW-ARRAY | EXP61053C-1 |  | PS04.03 | 150x150 |  | 1 | [10 empty] | BLACK | PS04.03 | PS04.03 | 3675611 | PASS
EXP61053 | M110 | CW-ARRAY | EXP61053C-1 |  | PS04.03 | 150x150 |  | 1 | [10 empty] | BLACK | PS04.03 | PS04.03 | 3675614 | PASS
EXP61053 | M110 | CW-ARRAY | EXP61053C-2 |  | PS04.04 | 65x65 |  | 1 | [10 empty] | BLACK | PS04.04 | PS04.04 | 3675617 | PASS
EXP61053 | M110 | CW-ARRAY | EXP61053C-2 |  | PS04.04 | 65x65 |  | 1 | [10 empty] | BLACK | PS04.04 | PS04.04 | 3675619 | PASS
EXP61053 | M110 | CW-ARRAY | EXP61053C-2 |  | PS04.04 | 65x65 |  | 1 | [10 empty] | BLACK | PS04.04 | PS04.04 | 3675621 | PASS
EXP61053 | M110 | CW-ARRAY | EXP61053C-2 |  | PS04.04 | 65x65 |  | 1 | [10 empty] | BLACK | PS04.04 | PS04.04 | 3675623 | PASS
EXP61053 | M110 | CW-ARRAY | EXP61053C-2 |  | PS04.04 | 65x65 |  | 1 | [10 empty] | BLACK | PS04.04 | PS04.04 | 3675650 | PASS
EXP61053 | M110 | CW-ARRAY | EXP61053C-2 |  | PS04.04 | 65x65 |  | 1 | [10 empty] | BLACK | PS04.04 | PS04.04 | 3675652 | PASS
EXP61053 | M110 | CW-ARRAY | EXP61053C-2 |  | PS04.04 | 65x65 |  | 1 | [10 empty] | BLACK | PS04.04 | PS04.04 | 3675654 | PASS
EXP61053 | M110 | CW-ARRAY | EXP61053C-2 |  | PS04.03 | 150x150 |  | 1 | [10 empty] | BLACK | PS04.03 | PS04.03 | 3675656 | PASS
EXP61053 | M110 | CW-ARRAY | EXP61053C-2 |  | PS04.04 | 65x65 |  | 1 | [10 empty] | BLACK | PS04.04 | PS04.04 | 3675658 | PASS
EXP61053 | M110 | CW-ARRAY | EXP61053C-2 |  | PS04.03 | 150x150 |  | 1 | [10 empty] | BLACK | PS04.03 | PS04.03 | 3675688 | PASS
EXP61053 | M110 | CW-ARRAY | EXP61053C-2 |  | PS04.03 | 150x150 |  | 1 | [10 empty] | BLACK | PS04.03 | PS04.03 | 3675691 | PASS
EXP61053 | M110 | CW-DISTRIBUTION | EXP61053C |  | PS03.02 | 150x150x150 |  | 1 | [10 empty] | BLACK | PS03.02 | PS03.02 | 3675725 | PASS
EXP61053 | M110 | CW-DISTRIBUTION | EXP61053C |  | PS03.02 | 150x150x150 |  | 1 | [10 empty] | BLACK | PS03.02 | PS03.02 | 3675728 | PASS
EXP61053 | M110 | CW-DISTRIBUTION | EXP61053C |  | PS03.02 | 150x150x150 |  | 1 | [10 empty] | BLACK | PS03.02 | PS03.02 | 3675731 | PASS
EXP61053 | M110 | CW-DISTRIBUTION | EXP61053C |  | PS03.02 | 150x150x150 |  | 1 | [10 empty] | BLACK | PS03.02 | PS03.02 | 3675734 | PASS
EXP61053 | M110 | CW-DISTRIBUTION | EXP61053C |  | PS03.02 | 150x150x150 |  | 1 | [10 empty] | BLACK | PS03.02 | PS03.02 | 3675737 | PASS
EXP61053 | M110 | CW-DISTRIBUTION | EXP61053C |  | PS03.02 | 150x150x150 |  | 1 | [10 empty] | BLACK | PS03.02 | PS03.02 | 3675740 | PASS
EXP61053 | M110 | CW-DISTRIBUTION | EXP61053C |  | PS03.02 | 150x150x150 |  | 1 | [10 empty] | BLACK | PS03.02 | PS03.02 | 3675743 | PASS
EXP61053 | M110 | CW-DISTRIBUTION | EXP61053C |  | PS03.02 | 150x150x150 |  | 1 | [10 empty] | BLACK | PS03.02 | PS03.02 | 3675746 | PASS
EXP61053 | M110 | CW-ARRAY | EXP61053D-1 |  | PS04.03 | 150x150 |  | 1 | [10 empty] | BLACK | PS04.03 | PS04.03 | 3676035 | PASS
EXP61053 | M110 | CW-ARRAY | EXP61053D-1 |  | PS04.03 | 150x150 |  | 1 | [10 empty] | BLACK | PS04.03 | PS04.03 | 3676068 | PASS
EXP61053 | M110 | CW-ARRAY | EXP61053D-2 |  | PS04.04 | 65x65 |  | 1 | [10 empty] | BLACK | PS04.04 | PS04.04 | 3676074 | PASS
EXP61053 | M110 | CW-ARRAY | EXP61053D-2 |  | PS04.04 | 65x65 |  | 1 | [10 empty] | BLACK | PS04.04 | PS04.04 | 3676076 | PASS
EXP61053 | M110 | CW-ARRAY | EXP61053D-2 |  | PS04.04 | 65x65 |  | 1 | [10 empty] | BLACK | PS04.04 | PS04.04 | 3676078 | PASS
EXP61053 | M110 | CW-ARRAY | EXP61053D-2 |  | PS04.04 | 65x65 |  | 1 | [10 empty] | BLACK | PS04.04 | PS04.04 | 3676080 | PASS
EXP61053 | M110 | CW-ARRAY | EXP61053D-2 |  | PS04.04 | 65x65 |  | 1 | [10 empty] | BLACK | PS04.04 | PS04.04 | 3676107 | PASS
EXP61053 | M110 | CW-ARRAY | EXP61053D-2 |  | PS04.04 | 65x65 |  | 1 | [10 empty] | BLACK | PS04.04 | PS04.04 | 3676109 | PASS
EXP61053 | M110 | CW-ARRAY | EXP61053D-2 |  | PS04.04 | 65x65 |  | 1 | [10 empty] | BLACK | PS04.04 | PS04.04 | 3676111 | PASS
EXP61053 | M110 | CW-ARRAY | EXP61053D-2 |  | PS04.03 | 150x150 |  | 1 | [10 empty] | BLACK | PS04.03 | PS04.03 | 3676113 | PASS
EXP61053 | M110 | CW-ARRAY | EXP61053D-2 |  | PS04.04 | 65x65 |  | 1 | [10 empty] | BLACK | PS04.04 | PS04.04 | 3676115 | PASS
EXP61053 | M110 | CW-ARRAY | EXP61053D-2 |  | PS04.03 | 150x150 |  | 1 | [10 empty] | BLACK | PS04.03 | PS04.03 | 3676145 | PASS
EXP61053 | M110 | CW-DISTRIBUTION | EXP61053D |  | PS04.03 | 150x150 |  | 1 | [10 empty] | BLACK | PS04.03 | PS04.03 | 3692686 | PASS
EXP61053 | M110 | CW-DISTRIBUTION | EXP61053D |  | PS04.03 | 150x150 |  | 1 | [10 empty] | BLACK | PS04.03 | PS04.03 | 3692688 | PASS
EXP61053 | M110 | CW-DISTRIBUTION | EXP61053D |  | PS04.03 | 150x150 |  | 1 | [10 empty] | BLACK | PS04.03 | PS04.03 | 3692690 | PASS
EXP61053 | M110 | CW-DISTRIBUTION | EXP61053D |  | PS04.03 | 150x150 |  | 1 | [10 empty] | BLACK | PS04.03 | PS04.03 | 3692692 | PASS
EXP61053 | M110 | CW-DISTRIBUTION | EXP61053D |  | PS04.03 | 150x150 |  | 1 | [10 empty] | BLACK | PS04.03 | PS04.03 | 3692694 | PASS
EXP61053 | M110 | CW-ARRAY | EXP61053C-2 |  | PS04.03 | 150x150 |  | 1 | [10 empty] | BLACK | PS04.03 | PS04.03 | 3693838 | PASS
EXP61053 | M110 | CW-ARRAY | EXP61053C-1 |  | PS04.03 | 150x150 |  | 1 | [10 empty] | BLACK | PS04.03 | PS04.03 | 3693843 | PASS
EXP61053 | M110 | CW-ARRAY | EXP61053D-1 |  | PS04.03 | 150x150 |  | 1 | [10 empty] | BLACK | PS04.03 | PS04.03 | 3694308 | PASS
EXP61053 | M110 | CW-ARRAY | EXP61053D-2 |  | PS04.03 | 150x150 |  | 1 | [10 empty] | BLACK | PS04.03 | PS04.03 | 3694397 | PASS
EXP61053 | M110 | CW-DISTRIBUTION | EXP61053B |  | PS03.02 | 150x150x150 |  | 1 | [10 empty] | BLACK | PS03.02 | PS03.02 | 3708801 | PASS
EXP61053 | M110 | CW-DISTRIBUTION | EXP61053B |  | PS03.02 | 150x150x150 |  | 1 | [10 empty] | BLACK | PS03.02 | PS03.02 | 3708804 | PASS
EXP61053 | M110 | CW-DISTRIBUTION | EXP61053C |  | PS04.03 | 150x150 |  | 1 | [10 empty] | BLACK | PS04.03 | PS04.03 | 3722902 | PASS
EXP61053 | M110 | CW-DISTRIBUTION | EXP61053C |  | PS04.03 | 150x150 |  | 1 | [10 empty] | BLACK | PS04.03 | PS04.03 | 3722904 | PASS
EXP61053 | M110 | CW-DISTRIBUTION | EXP61053D |  | PS04.03 | 150x150 |  | 1 | [10 empty] | BLACK | PS04.03 | PS04.03 | 3722918 | PASS
EXP61053 | M110 | CW-DISTRIBUTION | EXP61053D |  | PS04.03 | 150x150 |  | 1 | [10 empty] | BLACK | PS04.03 | PS04.03 | 3722920 | PASS
EXP61053 | M110 | CW-DISTRIBUTION | EXP61053B |  | PS03.02 | 150x150x150 |  | 1 | [10 empty] | BLACK | PS03.02 | PS03.02 | 3722953 | PASS
EXP61053 | M110 | CW-DISTRIBUTION | EXP61053B |  | PS03.02 | 150x150x150 |  | 1 | [10 empty] | BLACK | PS03.02 | PS03.02 | 3722956 | PASS
EXP61053 | M110 | CW-DISTRIBUTION | EXP61053C |  | PS03.02 | 150x150x150 |  | 1 | [10 empty] | BLACK | PS03.02 | PS03.02 | 3722964 | PASS
EXP61053 | M110 | CW-DISTRIBUTION | EXP61053C |  | PS03.02 | 150x150x150 |  | 1 | [10 empty] | BLACK | PS03.02 | PS03.02 | 3722967 | PASS
EXP61053 | M110 | CW-DISTRIBUTION | EXP61053C |  | PS03.02 | 150x150x150 |  | 1 | [10 empty] | BLACK | PS03.02 | PS03.02 | 3722975 | PASS
EXP61053 | M110 | CW-DISTRIBUTION | EXP61053C |  | PS03.02 | 150x150x150 |  | 1 | [10 empty] | BLACK | PS03.02 | PS03.02 | 3722978 | PASS
EXP61053 | M110 | CW-DISTRIBUTION | EXP61053A |  | PS03.06 | 150x150x150x150 |  | 1 | [10 empty] | BLACK | PS03.06 | PS03.06 | 3729652 | PASS
EXP61053 | M110 | CW-DISTRIBUTION | EXP61053A |  | PS03.06 | 150x150x150x150 |  | 1 | [10 empty] | BLACK | PS03.06 | PS03.06 | 3729655 | PASS
EXP61053 | M110 | CW-DISTRIBUTION | EXP61053A |  | PS03.06 | 150x150x150x150 |  | 1 | [10 empty] | BLACK | PS03.06 | PS03.06 | 3729662 | PASS
EXP61053 | M110 | CW-DISTRIBUTION | EXP61053A |  | PS03.06 | 150x150x150x150 |  | 1 | [10 empty] | BLACK | PS03.06 | PS03.06 | 3729665 | PASS
EXP61053 | M110 | CW-DISTRIBUTION | EXP61053A |  | PS03.06 | 150x150x150x150 |  | 1 | [10 empty] | BLACK | PS03.06 | PS03.06 | 3729672 | PASS
EXP61053 | M110 | CW-DISTRIBUTION | EXP61053A |  | PS03.06 | 150x150x150x150 |  | 1 | [10 empty] | BLACK | PS03.06 | PS03.06 | 3729675 | PASS
EXP61053 | M110 | CW-DISTRIBUTION | EXP61053A |  | PS03.06 | 150x150x150x150 |  | 1 | [10 empty] | BLACK | PS03.06 | PS03.06 | 3729691 | PASS
EXP61053 | M110 | CW-DISTRIBUTION | EXP61053A |  | PS03.06 | 150x150x150x150 |  | 1 | [10 empty] | BLACK | PS03.06 | PS03.06 | 3729694 | PASS
EXP61053 | M110 | CW-DISTRIBUTION | EXP61053A |  | PS03.06 | 150x150x150x150 |  | 1 | [10 empty] | BLACK | PS03.06 | PS03.06 | 3729797 | PASS
EXP61053 | M110 | CW-DISTRIBUTION | EXP61053A |  | PS03.04 | 150x150x150 |  | 1 | [10 empty] | BLACK | PS03.04 | PS03.04 | 3732055 | PASS
EXP61053 | M110 | CW-DISTRIBUTION | EXP61053A |  | PS03.04 | 150x150x150 |  | 1 | [10 empty] | BLACK | PS03.04 | PS03.04 | 3732113 | PASS
EXP61053 | M110 | CW-DISTRIBUTION | EXP61053A |  | PS03.04 | 150x150x150 |  | 1 | [10 empty] | BLACK | PS03.04 | PS03.04 | 3732116 | PASS
EXP61053 | M110 | CW-DISTRIBUTION | EXP61053B |  | PS03.04 | 150x150x150 |  | 1 | [10 empty] | BLACK | PS03.04 | PS03.04 | 3732159 | PASS
EXP61053 | M110 | CW-DISTRIBUTION | EXP61053B |  | PS03.04 | 150x150x150 |  | 1 | [10 empty] | BLACK | PS03.04 | PS03.04 | 3732162 | PASS
EXP61053 | M110 | CW-DISTRIBUTION | EXP61053B |  | PS03.04 | 150x150x150 |  | 1 | [10 empty] | BLACK | PS03.04 | PS03.04 | 3732180 | PASS
EXP61053 | M110 | CW-DISTRIBUTION | EXP61053B |  | PS03.04 | 150x150x150 |  | 1 | [10 empty] | BLACK | PS03.04 | PS03.04 | 3732183 | PASS
EXP61053 | M110 | CP-EXTERNAL | EXP61053 |  | PS03.06 | 150x150x150x150 |  | 1 | [10 empty] | BLACK | PS03.06 | PS03.06 | 7099502 | PASS
EXP61053 | M110-M111 | CP-INTERNAL | EXP61053 |  | PS04.03 | 150x150 |  | 1 | [10 empty] | GAL | PS04.03 | PS04.03 | 7099594 | PASS
EXP61053 | M110-M111 | CP-INTERNAL | EXP61053 |  | PS04.03 | 150x150 |  | 1 | [10 empty] | GAL | PS04.03 | PS04.03 | 7099596 | PASS
EXP61053 | M110-M111 | CP-INTERNAL | EXP61053 |  | PS03.04 |  |  | 1 | [10 empty] | GAL | PS03.04 | PS03.04 | 7140288 | PASS
EXP61053 | M110 | CW-DISTRIBUTION | EXP61053A |  | PS03.06 | 150x150x150x150 |  | 1 | [10 empty] | BLACK | PS03.06 | PS03.06 | 7140512 | PASS
EXP61053 | M110-M111 | CP-INTERNAL | EXP61053 |  | PS03.04 | 150x150x150 |  | 1 | [10 empty] | GAL | PS03.04 | PS03.04 | 7144380 | PASS
EXP61053 | M110 | CW-DISTRIBUTION | EXP61053A |  | PS03.06 | 150x150x150x150 |  | 1 | [10 empty] | BLACK | PS03.06 | PS03.06 | 7144383 | PASS
EXP61053 | M110 | CW-DISTRIBUTION | EXP61053A |  | PS03.02 | 150x150x150 |  | 1 | [10 empty] | BLACK | PS03.02 | PS03.02 | 7144386 | PASS
EXP61053 | M110-M111 | CP-INTERNAL | EXP61053 |  | PS03.04 | 150x150x150 |  | 1 | [10 empty] | GAL | PS03.04 | PS03.04 | 7944654 | PASS
EXP61053 | M110-M111 | CP-INTERNAL | EXP61053 |  | PS03.04 | 150x150x150 |  | 1 | [10 empty] | GAL | PS03.04 | PS03.04 | 7944761 | PASS
EXP61053 | M110 | CP-EXTERNAL | EXP61053 |  | PS04.03 | 150x150 |  | 1 | [10 empty] | BLACK | PS04.03 | PS04.03 | 9857921 | PASS
EXP61053 | M110 | CP-EXTERNAL | EXP61053 |  | PS04.03 | 150x150 |  | 1 | [10 empty] | BLACK | PS04.03 | PS04.03 | 9858039 | PASS
EXP61053 | M110 | CP-EXTERNAL | EXP61053 |  | PS04.03 | 150x150 |  | 1 | [10 empty] | BLACK | PS04.03 | PS04.03 | 9858045 | PASS
EXP61053 | M110 | CP-EXTERNAL | EXP61053 |  | PS04.03 | 150x150 |  | 1 | [10 empty] | BLACK | PS04.03 | PS04.03 | 9858051 | PASS
EXP61053 | M111 | CP-EXTERNAL | EXP61153 |  | PS04.03 | 150x150 |  | 1 | [10 empty] | BLACK | PS04.03 | PS04.03 | 9858079 | PASS
EXP61053 | M111 | CP-EXTERNAL | EXP61153 |  | PS04.03 | 150x150 |  | 1 | [10 empty] | BLACK | PS04.03 | PS04.03 | 9858132 | PASS
EXP61053 | M111 | CP-EXTERNAL | EXP61153 |  | PS04.03 | 150x150 |  | 1 | [10 empty] | BLACK | PS04.03 | PS04.03 | 9858140 | PASS
EXP61053 | M111 | CP-EXTERNAL | EXP61153 |  | PS04.03 | 150x150 |  | 1 | [10 empty] | BLACK | PS04.03 | PS04.03 | 9858146 | PASS
EXP61053 | M110 | CW-ARRAY | EXP61053D-1 |  | PS04.04 | 65x65 |  | 1 | [10 empty] | BLACK | PS04.04 | PS04.04 | 9874240 | PASS
EXP61053 | M110 | CW-ARRAY | EXP61053D-1 |  | PS04.04 | 65x65 |  | 1 | [10 empty] | BLACK | PS04.04 | PS04.04 | 9874242 | PASS
EXP61053 | M110 | CW-ARRAY | EXP61053D-1 |  | PS04.04 | 65x65 |  | 1 | [10 empty] | BLACK | PS04.04 | PS04.04 | 9874244 | PASS
EXP61053 | M110 | CW-ARRAY | EXP61053D-1 |  | PS04.04 | 65x65 |  | 1 | [10 empty] | BLACK | PS04.04 | PS04.04 | 9874246 | PASS
EXP61053 | M110 | CW-ARRAY | EXP61053D-1 |  | PS04.04 | 65x65 |  | 1 | [10 empty] | BLACK | PS04.04 | PS04.04 | 9878810 | PASS
EXP61053 | M110 | CW-ARRAY | EXP61053D-1 |  | PS04.04 | 65x65 |  | 1 | [10 empty] | BLACK | PS04.04 | PS04.04 | 9878812 | PASS
EXP61053 | M110 | CW-ARRAY | EXP61053D-1 |  | PS04.04 | 65x65 |  | 1 | [10 empty] | BLACK | PS04.04 | PS04.04 | 9878814 | PASS
EXP61053 | M110 | CW-ARRAY | EXP61053D-1 |  | PS04.04 | 65x65 |  | 1 | [10 empty] | BLACK | PS04.04 | PS04.04 | 9878816 | PASS
EXP61053 | M110 | CW-ARRAY | EXP61053D-1 |  | PS04.03 | 150x150 |  | 1 | [10 empty] | BLACK | PS04.03 | PS04.03 | 9881189 | PASS
EXP61053 | M110 | CW-DISTRIBUTION | EXP61053D |  | PS04.03 | 150x150 |  | 1 | [10 empty] | BLACK | PS04.03 | PS04.03 | 9882152 | PASS
EXP61053 | M110 | CW-DISTRIBUTION | EXP61053D |  | PS04.03 | 150x150 |  | 1 | [10 empty] | BLACK | PS04.03 | PS04.03 | 10659230 | PASS
EXP61053 | M110 | CW-DISTRIBUTION | EXP61053A |  | PS03.04 | 150x150x150 |  | 1 | [10 empty] | BLACK | PS03.04 | PS03.04 | 10659233 | PASS
EXP61053 | M110 | CW-DISTRIBUTION | EXP61053A |  | PS03.02 | 150x150x150 |  | 1 | [10 empty] | BLACK | PS03.02 | PS03.02 | 10659239 | PASS
EXP61053 | M110 | CW-ARRAY | EXP61053B-1 |  | W-4-3 | 150x150 |  | 1 | [10 empty] | BLACK | W-4-3 | W-4-3 | 11023072 | PASS
EXP61053 | M110 | CW-ARRAY | EXP61053B-2 |  | W-4-3 | 150x150 |  | 1 | [10 empty] | BLACK | W-4-3 | W-4-3 | 11023077 | PASS
EXP61053 | M110 | CW-ARRAY | EXP61053C-1 |  | W-4-3 | 150x150 |  | 1 | [10 empty] | BLACK | W-4-3 | W-4-3 | 11023082 | PASS
EXP61053 | M110 | CW-ARRAY | EXP61053C-2 |  | W-4-3 | 150x150 |  | 1 | [10 empty] | BLACK | W-4-3 | W-4-3 | 11023087 | PASS
EXP61053 | M111 | CW-ARRAY | EXP61153A-1 |  | W-4-3 | 150x150 |  | 1 | [10 empty] | BLACK | W-4-3 | W-4-3 | 11023092 | PASS
EXP61053 | M111 | CW-ARRAY | EXP61153A-2 |  | W-4-3 | 150x150 |  | 1 | [10 empty] | BLACK | W-4-3 | W-4-3 | 11023106 | PASS
EXP61053 | M111 | CW-ARRAY | EXP61153B-2 |  | W-4-3 | 150x150 |  | 1 | [10 empty] | BLACK | W-4-3 | W-4-3 | 11023121 | PASS
EXP61053 | M111 | CW-ARRAY | EXP61153C-1 |  | W-4-3 | 150x150 |  | 1 | [10 empty] | BLACK | W-4-3 | W-4-3 | 11023126 | PASS
EXP61053 | M111 | CW-ARRAY | EXP61153C-2 |  | W-4-3 | 150x150 |  | 1 | [10 empty] | BLACK | W-4-3 | W-4-3 | 11023131 | PASS
EXP61053 | M111 | CW-ARRAY | EXP61153D-1 |  | W-4-3 | 150x150 |  | 1 | [10 empty] | BLACK | W-4-3 | W-4-3 | 11023136 | PASS
EXP61053 | M110 | CW-ARRAY | EXP61053D-1 |  | W-4-3 | 150x150 |  | 1 | [10 empty] | BLACK | W-4-3 | W-4-3 | 11023141 | PASS
EXP61053 | M110 | CW-ARRAY | EXP61053D-2 |  | W-4-3 | 150x150 |  | 1 | [10 empty] | BLACK | W-4-3 | W-4-3 | 11023146 | PASS
EXP61053 | M111 | CW-ARRAY | EXP61153D-2 |  | W-4-3 | 150x150 |  | 1 | [10 empty] | BLACK | W-4-3 | W-4-3 | 11023151 | PASS
EXP61053 | M110 | CW-ARRAY | EXP61053A |  | W-4-3 | 150x150 |  | 1 | [10 empty] | BLACK | W-4-3 | W-4-3 | 11023156 | PASS
EXP61053 | M110 | CW-DISTRIBUTION | EXP61053A |  | W-T-4-3 | 150x150 |  | 1 | [10 empty] | BLACK | W-T-4-3 | W-T-4-3_PT 150-4 | 11023161 | PASS
EXP61053 | M110 | CW-DISTRIBUTION | EXP61053B |  | W-T-2-3 |  |  | 1 | [10 empty] | BLACK | W-T-2-3 | W-T-2-3_PT 150-3 | 11023166 | PASS
EXP61053 | M110 | CW-DISTRIBUTION | EXP61053B |  | W-T-4-3 | 150x150 |  | 1 | [10 empty] | BLACK | W-T-4-3 | W-T-4-3_PT 150-3 | 11047283 | PASS
EXP61053 | M110 | CW-DISTRIBUTION | EXP61053C |  | W-T-4-3 | 150x150 |  | 1 | [10 empty] | BLACK | W-T-4-3 | W-T-4-3_PT 150-2 | 11047288 | PASS
EXP61053 | M110 | CW-DISTRIBUTION | EXP61053B |  | W-T-2-3 |  |  | 1 | [10 empty] | BLACK | W-T-2-3 | W-T-2-3_PT 150-3 | 11047293 | PASS
EXP61053 | M110 | CW-DISTRIBUTION | EXP61053C |  | W-T-2-3 |  |  | 1 | [10 empty] | BLACK | W-T-2-3 | W-T-2-3_PT 150-2 | 11047296 | PASS
EXP61053 | M110 | CW-DISTRIBUTION | EXP61053C |  | W-T-4-3 | 150x150 |  | 1 | [10 empty] | BLACK | W-T-4-3 | W-T-4-3_PT 150-2 | 11047299 | PASS
EXP61053 | M110 | CW-DISTRIBUTION | EXP61053D |  | W-4-3 | 150x150 |  | 1 | [10 empty] | BLACK | W-4-3 | W-4-3 | 11047304 | PASS
EXP61053 | M110 | CW-DISTRIBUTION | EXP61053D |  | W-4-3 | 150x150 |  | 1 | [10 empty] | BLACK | W-4-3 | W-4-3 | 11047309 | PASS
EXP61053 | M110 | CW-DISTRIBUTION | EXP61053D |  | W-2-3 | 150x150 |  | 1 | [10 empty] | BLACK | W-2-3 | W-2-3 | 11047314 | PASS
EXP61053 | M111 | CW-DISTRIBUTION | EXP61153A |  | W-T-4-3 | 150x150 |  | 1 | [10 empty] | BLACK | W-T-4-3 | W-T-4-3_PT 150-4 | 11047318 | PASS
EXP61053 | M111 | CW-DISTRIBUTION | EXP61153A |  | W-T-4-3 | 150x150 |  | 1 | [10 empty] | BLACK | W-T-4-3 | W-T-4-3_PT 150-4 | 11047323 | PASS
EXP61053 | M111 | CW-DISTRIBUTION | EXP61153B |  | W-T-4-3 | 150x150 |  | 1 | [10 empty] | BLACK | W-T-4-3 | W-T-4-3_PT 150-3 | 11047328 | PASS
EXP61053 | M111 | CW-DISTRIBUTION | EXP61153C |  | W-T-4-3 | 150x150 |  | 1 | [10 empty] | BLACK | W-T-4-3 | W-T-4-3_PT 150-2 | 11047333 | PASS
EXP61053 | M111 | CW-DISTRIBUTION | EXP61153C |  | W-T-4-3 | 150x150 |  | 1 | [10 empty] | BLACK | W-T-4-3 | W-T-4-3_PT 150-2 | 11047338 | PASS
EXP61053 | M111 | CW-DISTRIBUTION | EXP61153D |  | W-4-3 | 150x150 |  | 1 | [10 empty] | BLACK | W-4-3 | W-4-3 | 11047343 | PASS
EXP61053 | M111 | CW-DISTRIBUTION | EXP61153D |  | W-4-3 | 150x150 |  | 1 | [10 empty] | BLACK | W-4-3 | W-4-3 | 11047348 | PASS
EXP61053 | M111 | CW-DISTRIBUTION | EXP61153D |  | W-2-3 | 150x150 |  | 1 | [10 empty] | BLACK | W-2-3 | W-2-3 | 11047353 | PASS
EXP61053 | M111 | CW-DISTRIBUTION | EXP61153C |  | W-T-2-3 |  |  | 1 | [10 empty] | BLACK | W-T-2-3 | W-T-2-3_PT 150-2 | 11047357 | PASS
EXP61053 | M111 | CW-DISTRIBUTION | EXP61153B |  | W-T-2-3 |  |  | 1 | [10 empty] | BLACK | W-T-2-3 | W-T-2-3_PT 150-3 | 11047360 | PASS
EXP61053 | M111 | CW-DISTRIBUTION | EXP61153B |  | W-T-2-3 |  |  | 1 | [10 empty] | BLACK | W-T-2-3 | W-T-2-3_PT 150-3 | 11047364 | PASS
EXP61053 | M111 | CW-DISTRIBUTION | EXP61153A |  | W-T-2-3 |  |  | 1 | [10 empty] | BLACK | W-T-2-3 | W-T-2-3_PT 150-4 | 11047367 | PASS
EXP61053 | M110 | CW-DISTRIBUTION | EXP61053A |  | W-T-4-3 | 150x150 |  | 1 | [10 empty] | BLACK | W-T-4-3 | W-T-4-3_PT 150-4 | 11178386 | PASS
EXP61053 | M110 | CW-DISTRIBUTION | EXP61053A |  | W-T-2-3 | 150x150 |  | 1 | [10 empty] | BLACK | W-T-2-3 | W-T-2-3_PT 150-4 | 11178395 | PASS
EXP61053 | M110 | CW-DISTRIBUTION | EXP61053D |  | PS04.03 | 150x150 |  | 1 | [10 empty] | BLACK | PS04.03 | PS04.03 | 11485768 | PASS
EXP61053 | M111 | CW-ARRAY | EXP61153A-1 |  | PS04.04 | 65x65 |  | 1 | [10 empty] | BLACK | PS04.04 | PS04.04 | 11596067 | PASS
EXP61053 | M111 | CW-ARRAY | EXP61153A-1 |  | PS04.04 | 65x65 |  | 1 | [10 empty] | BLACK | PS04.04 | PS04.04 | 11596069 | PASS
EXP61053 | M111 | CW-ARRAY | EXP61153A-1 |  | PS04.04 | 65x65 |  | 1 | [10 empty] | BLACK | PS04.04 | PS04.04 | 11596071 | PASS
EXP61053 | M111 | CW-ARRAY | EXP61153A-1 |  | PS04.04 | 65x65 |  | 1 | [10 empty] | BLACK | PS04.04 | PS04.04 | 11596073 | PASS
EXP61053 | M111 | CW-ARRAY | EXP61153A-1 |  | PS04.04 | 65x65 |  | 1 | [10 empty] | BLACK | PS04.04 | PS04.04 | 11596095 | PASS
EXP61053 | M111 | CW-ARRAY | EXP61153A-1 |  | PS04.04 | 65x65 |  | 1 | [10 empty] | BLACK | PS04.04 | PS04.04 | 11596097 | PASS
EXP61053 | M111 | CW-ARRAY | EXP61153A-1 |  | PS04.04 | 65x65 |  | 1 | [10 empty] | BLACK | PS04.04 | PS04.04 | 11596099 | PASS
EXP61053 | M111 | CW-ARRAY | EXP61153A-1 |  | PS04.03 | 150x150 |  | 1 | [10 empty] | BLACK | PS04.03 | PS04.03 | 11596101 | PASS
EXP61053 | M111 | CW-ARRAY | EXP61153A-1 |  | PS04.04 | 65x65 |  | 1 | [10 empty] | BLACK | PS04.04 | PS04.04 | 11596103 | PASS
EXP61053 | M111 | CW-ARRAY | EXP61153A-1 |  | PS04.03 | 150x150 |  | 1 | [10 empty] | BLACK | PS04.03 | PS04.03 | 11596126 | PASS
EXP61053 | M111 | CW-ARRAY | EXP61153A-1 |  | PS04.03 | 150x150 |  | 1 | [10 empty] | BLACK | PS04.03 | PS04.03 | 11596128 | PASS
EXP61053 | M111 | CW-ARRAY | EXP61153A-2 |  | PS04.04 | 65x65 |  | 1 | [10 empty] | BLACK | PS04.04 | PS04.04 | 11596130 | PASS
EXP61053 | M111 | CW-ARRAY | EXP61153A-2 |  | PS04.04 | 65x65 |  | 1 | [10 empty] | BLACK | PS04.04 | PS04.04 | 11596132 | PASS
EXP61053 | M111 | CW-ARRAY | EXP61153A-2 |  | PS04.04 | 65x65 |  | 1 | [10 empty] | BLACK | PS04.04 | PS04.04 | 11596134 | PASS
EXP61053 | M111 | CW-ARRAY | EXP61153A-2 |  | PS04.04 | 65x65 |  | 1 | [10 empty] | BLACK | PS04.04 | PS04.04 | 11596136 | PASS
EXP61053 | M111 | CW-ARRAY | EXP61153A-2 |  | PS04.04 | 65x65 |  | 1 | [10 empty] | BLACK | PS04.04 | PS04.04 | 11596159 | PASS
EXP61053 | M111 | CW-ARRAY | EXP61153A-2 |  | PS04.04 | 65x65 |  | 1 | [10 empty] | BLACK | PS04.04 | PS04.04 | 11596161 | PASS
EXP61053 | M111 | CW-ARRAY | EXP61153A-2 |  | PS04.04 | 65x65 |  | 1 | [10 empty] | BLACK | PS04.04 | PS04.04 | 11596163 | PASS
EXP61053 | M111 | CW-ARRAY | EXP61153A-2 |  | PS04.03 | 150x150 |  | 1 | [10 empty] | BLACK | PS04.03 | PS04.03 | 11596165 | PASS
EXP61053 | M111 | CW-ARRAY | EXP61153A-2 |  | PS04.04 | 65x65 |  | 1 | [10 empty] | BLACK | PS04.04 | PS04.04 | 11596167 | PASS
EXP61053 | M111 | CW-ARRAY | EXP61153A-2 |  | PS04.03 | 150x150 |  | 1 | [10 empty] | BLACK | PS04.03 | PS04.03 | 11596189 | PASS
EXP61053 | M111 | CW-ARRAY | EXP61153A-2 |  | PS04.03 | 150x150 |  | 1 | [10 empty] | BLACK | PS04.03 | PS04.03 | 11596191 | PASS
EXP61053 | M111 | CW-DISTRIBUTION | EXP61153A |  | PS03.06 |  |  | 1 | [10 empty] | BLACK | PS03.06 | PS03.06 | 11596212 | PASS
EXP61053 | M111 | CW-DISTRIBUTION | EXP61153A |  | PS03.06 |  |  | 1 | [10 empty] | BLACK | PS03.06 | PS03.06 | 11596213 | PASS
EXP61053 | M111 | CW-DISTRIBUTION | EXP61153A |  | PS03.06 | 150x150x150x150 |  | 1 | [10 empty] | BLACK | PS03.06 | PS03.06 | 11596214 | PASS
EXP61053 | M111 | CW-DISTRIBUTION | EXP61153A |  | PS03.06 |  |  | 1 | [10 empty] | BLACK | PS03.06 | PS03.06 | 11596215 | PASS
EXP61053 | M111 | CW-DISTRIBUTION | EXP61153A |  | PS03.06 | 150x150x150x150 |  | 1 | [10 empty] | BLACK | PS03.06 | PS03.06 | 11596216 | PASS
EXP61053 | M111 | CW-DISTRIBUTION | EXP61153A |  | PS03.06 |  |  | 1 | [10 empty] | BLACK | PS03.06 | PS03.06 | 11596217 | PASS
EXP61053 | M111 | CW-DISTRIBUTION | EXP61153A |  | PS03.06 |  |  | 1 | [10 empty] | BLACK | PS03.06 | PS03.06 | 11596218 | PASS
EXP61053 | M111 | CW-DISTRIBUTION | EXP61153A |  | PS03.06 |  |  | 1 | [10 empty] | BLACK | PS03.06 | PS03.06 | 11596219 | PASS
EXP61053 | M111 | CW-ARRAY | EXP61153B-2 |  | PS04.04 | 65x65 |  | 1 | [10 empty] | BLACK | PS04.04 | PS04.04 | 11596372 | PASS
EXP61053 | M111 | CW-ARRAY | EXP61153B-2 |  | PS04.04 | 65x65 |  | 1 | [10 empty] | BLACK | PS04.04 | PS04.04 | 11596374 | PASS
EXP61053 | M111 | CW-ARRAY | EXP61153B-2 |  | PS04.04 | 65x65 |  | 1 | [10 empty] | BLACK | PS04.04 | PS04.04 | 11596376 | PASS
EXP61053 | M111 | CW-ARRAY | EXP61153B-2 |  | PS04.04 | 65x65 |  | 1 | [10 empty] | BLACK | PS04.04 | PS04.04 | 11596378 | PASS
EXP61053 | M111 | CW-ARRAY | EXP61153B-2 |  | PS04.04 | 65x65 |  | 1 | [10 empty] | BLACK | PS04.04 | PS04.04 | 11596401 | PASS
EXP61053 | M111 | CW-ARRAY | EXP61153B-2 |  | PS04.04 | 65x65 |  | 1 | [10 empty] | BLACK | PS04.04 | PS04.04 | 11596403 | PASS
EXP61053 | M111 | CW-ARRAY | EXP61153B-2 |  | PS04.04 | 65x65 |  | 1 | [10 empty] | BLACK | PS04.04 | PS04.04 | 11596405 | PASS
EXP61053 | M111 | CW-ARRAY | EXP61153B-2 |  | PS04.03 | 150x150 |  | 1 | [10 empty] | BLACK | PS04.03 | PS04.03 | 11596407 | PASS
EXP61053 | M111 | CW-ARRAY | EXP61153B-2 |  | PS04.04 | 65x65 |  | 1 | [10 empty] | BLACK | PS04.04 | PS04.04 | 11596409 | PASS
EXP61053 | M111 | CW-ARRAY | EXP61153B-2 |  | PS04.03 | 150x150 |  | 1 | [10 empty] | BLACK | PS04.03 | PS04.03 | 11596431 | PASS
EXP61053 | M111 | CW-ARRAY | EXP61153B-2 |  | PS04.03 | 150x150 |  | 1 | [10 empty] | BLACK | PS04.03 | PS04.03 | 11596433 | PASS
EXP61053 | M111 | CW-DISTRIBUTION | EXP61153B |  | PS03.04 | 150x150x150 |  | 1 | [10 empty] | BLACK | PS03.04 | PS03.04 | 11596454 | PASS
EXP61053 | M111 | CW-DISTRIBUTION | EXP61153B |  | PS03.04 |  |  | 1 | [10 empty] | BLACK | PS03.04 | PS03.04 | 11596455 | PASS
EXP61053 | M111 | CW-DISTRIBUTION | EXP61153B |  | PS03.04 | 150x150x150 |  | 1 | [10 empty] | BLACK | PS03.04 | PS03.04 | 11596456 | PASS
EXP61053 | M111 | CW-DISTRIBUTION | EXP61153B |  | PS03.04 |  |  | 1 | [10 empty] | BLACK | PS03.04 | PS03.04 | 11596457 | PASS
EXP61053 | M111 | CW-DISTRIBUTION | EXP61153B |  | PS03.04 |  |  | 1 | [10 empty] | BLACK | PS03.04 | PS03.04 | 11596458 | PASS
EXP61053 | M111 | CW-DISTRIBUTION | EXP61153B |  | PS03.04 |  |  | 1 | [10 empty] | BLACK | PS03.04 | PS03.04 | 11596459 | PASS
EXP61053 | M111 | CW-DISTRIBUTION | EXP61153B |  | PS03.04 |  |  | 1 | [10 empty] | BLACK | PS03.04 | PS03.04 | 11596460 | PASS
EXP61053 | M111 | CW-DISTRIBUTION | EXP61153B |  | PS03.04 |  |  | 1 | [10 empty] | BLACK | PS03.04 | PS03.04 | 11596461 | PASS
EXP61053 | M111 | CW-ARRAY | EXP61153C-1 |  | PS04.04 | 65x65 |  | 1 | [10 empty] | BLACK | PS04.04 | PS04.04 | 11596551 | PASS
EXP61053 | M111 | CW-ARRAY | EXP61153C-1 |  | PS04.04 | 65x65 |  | 1 | [10 empty] | BLACK | PS04.04 | PS04.04 | 11596553 | PASS
EXP61053 | M111 | CW-ARRAY | EXP61153C-1 |  | PS04.04 | 65x65 |  | 1 | [10 empty] | BLACK | PS04.04 | PS04.04 | 11596555 | PASS
EXP61053 | M111 | CW-ARRAY | EXP61153C-1 |  | PS04.04 | 65x65 |  | 1 | [10 empty] | BLACK | PS04.04 | PS04.04 | 11596557 | PASS
EXP61053 | M111 | CW-ARRAY | EXP61153C-1 |  | PS04.04 | 65x65 |  | 1 | [10 empty] | BLACK | PS04.04 | PS04.04 | 11596579 | PASS
EXP61053 | M111 | CW-ARRAY | EXP61153C-1 |  | PS04.04 | 65x65 |  | 1 | [10 empty] | BLACK | PS04.04 | PS04.04 | 11596581 | PASS
EXP61053 | M111 | CW-ARRAY | EXP61153C-1 |  | PS04.04 | 65x65 |  | 1 | [10 empty] | BLACK | PS04.04 | PS04.04 | 11596583 | PASS
EXP61053 | M111 | CW-ARRAY | EXP61153C-1 |  | PS04.03 | 150x150 |  | 1 | [10 empty] | BLACK | PS04.03 | PS04.03 | 11596585 | PASS
EXP61053 | M111 | CW-ARRAY | EXP61153C-1 |  | PS04.04 | 65x65 |  | 1 | [10 empty] | BLACK | PS04.04 | PS04.04 | 11596587 | PASS
EXP61053 | M111 | CW-ARRAY | EXP61153C-1 |  | PS04.03 | 150x150 |  | 1 | [10 empty] | BLACK | PS04.03 | PS04.03 | 11596610 | PASS
EXP61053 | M111 | CW-ARRAY | EXP61153C-2 |  | PS04.04 | 65x65 |  | 1 | [10 empty] | BLACK | PS04.04 | PS04.04 | 11596612 | PASS
EXP61053 | M111 | CW-ARRAY | EXP61153C-2 |  | PS04.04 | 65x65 |  | 1 | [10 empty] | BLACK | PS04.04 | PS04.04 | 11596614 | PASS
EXP61053 | M111 | CW-ARRAY | EXP61153C-2 |  | PS04.04 | 65x65 |  | 1 | [10 empty] | BLACK | PS04.04 | PS04.04 | 11596616 | PASS
EXP61053 | M111 | CW-ARRAY | EXP61153C-2 |  | PS04.04 | 65x65 |  | 1 | [10 empty] | BLACK | PS04.04 | PS04.04 | 11596618 | PASS
EXP61053 | M111 | CW-ARRAY | EXP61153C-2 |  | PS04.04 | 65x65 |  | 1 | [10 empty] | BLACK | PS04.04 | PS04.04 | 11596641 | PASS
EXP61053 | M111 | CW-ARRAY | EXP61153C-2 |  | PS04.04 | 65x65 |  | 1 | [10 empty] | BLACK | PS04.04 | PS04.04 | 11596643 | PASS
EXP61053 | M111 | CW-ARRAY | EXP61153C-2 |  | PS04.04 | 65x65 |  | 1 | [10 empty] | BLACK | PS04.04 | PS04.04 | 11596645 | PASS
EXP61053 | M111 | CW-ARRAY | EXP61153C-2 |  | PS04.03 | 150x150 |  | 1 | [10 empty] | BLACK | PS04.03 | PS04.03 | 11596647 | PASS
EXP61053 | M111 | CW-ARRAY | EXP61153C-2 |  | PS04.04 | 65x65 |  | 1 | [10 empty] | BLACK | PS04.04 | PS04.04 | 11596649 | PASS
EXP61053 | M111 | CW-ARRAY | EXP61153C-2 |  | PS04.03 | 150x150 |  | 1 | [10 empty] | BLACK | PS04.03 | PS04.03 | 11596671 | PASS
EXP61053 | M111 | CW-DISTRIBUTION | EXP61153C |  | PS03.02 |  |  | 1 | [10 empty] | BLACK | PS03.02 | PS03.02 | 11596692 | PASS
EXP61053 | M111 | CW-DISTRIBUTION | EXP61153C |  | PS03.02 |  |  | 1 | [10 empty] | BLACK | PS03.02 | PS03.02 | 11596693 | PASS
EXP61053 | M111 | CW-DISTRIBUTION | EXP61153C |  | PS03.02 | 150x150x150 |  | 1 | [10 empty] | BLACK | PS03.02 | PS03.02 | 11596694 | PASS
EXP61053 | M111 | CW-DISTRIBUTION | EXP61153C |  | PS03.02 |  |  | 1 | [10 empty] | BLACK | PS03.02 | PS03.02 | 11596695 | PASS
EXP61053 | M111 | CW-DISTRIBUTION | EXP61153C |  | PS03.02 |  |  | 1 | [10 empty] | BLACK | PS03.02 | PS03.02 | 11596696 | PASS
EXP61053 | M111 | CW-DISTRIBUTION | EXP61153C |  | PS03.02 | 150x150x150 |  | 1 | [10 empty] | BLACK | PS03.02 | PS03.02 | 11596697 | PASS
EXP61053 | M111 | CW-DISTRIBUTION | EXP61153C |  | PS03.02 |  |  | 1 | [10 empty] | BLACK | PS03.02 | PS03.02 | 11596698 | PASS
EXP61053 | M111 | CW-DISTRIBUTION | EXP61153C |  | PS03.02 |  |  | 1 | [10 empty] | BLACK | PS03.02 | PS03.02 | 11596699 | PASS
EXP61053 | M111 | CW-ARRAY | EXP61153D-1 |  | PS04.03 | 150x150 |  | 1 | [10 empty] | BLACK | PS04.03 | PS04.03 | 11596793 | PASS
EXP61053 | M111 | CW-ARRAY | EXP61153D-1 |  | PS04.03 | 150x150 |  | 1 | [10 empty] | BLACK | PS04.03 | PS04.03 | 11596803 | PASS
EXP61053 | M111 | CW-ARRAY | EXP61153D-2 |  | PS04.04 | 65x65 |  | 1 | [10 empty] | BLACK | PS04.04 | PS04.04 | 11596805 | PASS
EXP61053 | M111 | CW-ARRAY | EXP61153D-2 |  | PS04.04 | 65x65 |  | 1 | [10 empty] | BLACK | PS04.04 | PS04.04 | 11596807 | PASS
EXP61053 | M111 | CW-ARRAY | EXP61153D-2 |  | PS04.04 | 65x65 |  | 1 | [10 empty] | BLACK | PS04.04 | PS04.04 | 11596809 | PASS
EXP61053 | M111 | CW-ARRAY | EXP61153D-2 |  | PS04.04 | 65x65 |  | 1 | [10 empty] | BLACK | PS04.04 | PS04.04 | 11596811 | PASS
EXP61053 | M111 | CW-ARRAY | EXP61153D-2 |  | PS04.04 | 65x65 |  | 1 | [10 empty] | BLACK | PS04.04 | PS04.04 | 11596832 | PASS
EXP61053 | M111 | CW-ARRAY | EXP61153D-2 |  | PS04.04 | 65x65 |  | 1 | [10 empty] | BLACK | PS04.04 | PS04.04 | 11596834 | PASS
EXP61053 | M111 | CW-ARRAY | EXP61153D-2 |  | PS04.04 | 65x65 |  | 1 | [10 empty] | BLACK | PS04.04 | PS04.04 | 11596836 | PASS
EXP61053 | M111 | CW-ARRAY | EXP61153D-2 |  | PS04.03 | 150x150 |  | 1 | [10 empty] | BLACK | PS04.03 | PS04.03 | 11596838 | PASS
EXP61053 | M111 | CW-ARRAY | EXP61153D-2 |  | PS04.04 | 65x65 |  | 1 | [10 empty] | BLACK | PS04.04 | PS04.04 | 11596840 | PASS
EXP61053 | M111 | CW-ARRAY | EXP61153D-2 |  | PS04.03 | 150x150 |  | 1 | [10 empty] | BLACK | PS04.03 | PS04.03 | 11596862 | PASS
EXP61053 | M111 | CW-DISTRIBUTION | EXP61153D |  | PS04.03 | 150x150 |  | 1 | [10 empty] | BLACK | PS04.03 | PS04.03 | 11597029 | PASS
EXP61053 | M111 | CW-DISTRIBUTION | EXP61153D |  | PS04.03 | 150x150 |  | 1 | [10 empty] | BLACK | PS04.03 | PS04.03 | 11597030 | PASS
EXP61053 | M111 | CW-DISTRIBUTION | EXP61153D |  | PS04.03 | 150x150 |  | 1 | [10 empty] | BLACK | PS04.03 | PS04.03 | 11597031 | PASS
EXP61053 | M111 | CW-DISTRIBUTION | EXP61153D |  | PS04.03 | 150x150 |  | 1 | [10 empty] | BLACK | PS04.03 | PS04.03 | 11597032 | PASS
EXP61053 | M111 | CW-ARRAY | EXP61153D-2 |  | PS04.03 | 150x150 |  | 1 | [10 empty] | BLACK | PS04.03 | PS04.03 | 11597033 | PASS
EXP61053 | M111 | CW-ARRAY | EXP61153D-1 |  | PS04.03 | 150x150 |  | 1 | [10 empty] | BLACK | PS04.03 | PS04.03 | 11597035 | PASS
EXP61053 | M111 | CW-ARRAY | EXP61153C-1 |  | PS04.03 | 150x150 |  | 1 | [10 empty] | BLACK | PS04.03 | PS04.03 | 11597037 | PASS
EXP61053 | M111 | CW-ARRAY | EXP61153C-2 |  | PS04.03 | 150x150 |  | 1 | [10 empty] | BLACK | PS04.03 | PS04.03 | 11597039 | PASS
EXP61053 | M111 | CW-DISTRIBUTION | EXP61153C |  | PS04.03 | 150x150 |  | 1 | [10 empty] | BLACK | PS04.03 | PS04.03 | 11597071 | PASS
EXP61053 | M111 | CW-DISTRIBUTION | EXP61153C |  | PS04.03 | 150x150 |  | 1 | [10 empty] | BLACK | PS04.03 | PS04.03 | 11597072 | PASS
EXP61053 | M111 | CW-DISTRIBUTION | EXP61153B |  | PS03.02 |  |  | 1 | [10 empty] | BLACK | PS03.02 | PS03.02 | 11597075 | PASS
EXP61053 | M111 | CW-DISTRIBUTION | EXP61153B |  | PS03.02 |  |  | 1 | [10 empty] | BLACK | PS03.02 | PS03.02 | 11597076 | PASS
EXP61053 | M111 | CW-DISTRIBUTION | EXP61153A |  | PS03.04 |  |  | 1 | [10 empty] | BLACK | PS03.04 | PS03.04 | 11597081 | PASS
EXP61053 | M111 | CW-DISTRIBUTION | EXP61153A |  | PS03.04 |  |  | 1 | [10 empty] | BLACK | PS03.04 | PS03.04 | 11597082 | PASS
EXP61053 | M111 | CW-DISTRIBUTION | EXP61153B |  | PS03.02 |  |  | 1 | [10 empty] | BLACK | PS03.02 | PS03.02 | 11597087 | PASS
EXP61053 | M111 | CW-DISTRIBUTION | EXP61153B |  | PS03.02 |  |  | 1 | [10 empty] | BLACK | PS03.02 | PS03.02 | 11597088 | PASS
EXP61053 | M111 | CW-DISTRIBUTION | EXP61153C |  | PS03.02 | 150x150x150 |  | 1 | [10 empty] | BLACK | PS03.02 | PS03.02 | 11597093 | PASS
EXP61053 | M111 | CW-DISTRIBUTION | EXP61153C |  | PS03.02 |  |  | 1 | [10 empty] | BLACK | PS03.02 | PS03.02 | 11597094 | PASS
EXP61053 | M111 | CW-DISTRIBUTION | EXP61153C |  | PS03.02 |  |  | 1 | [10 empty] | BLACK | PS03.02 | PS03.02 | 11597098 | PASS
EXP61053 | M111 | CW-DISTRIBUTION | EXP61153C |  | PS03.02 |  |  | 1 | [10 empty] | BLACK | PS03.02 | PS03.02 | 11597099 | PASS
EXP61053 | M111 | CW-DISTRIBUTION | EXP61153A |  | PS03.04 |  |  | 1 | [10 empty] | BLACK | PS03.04 | PS03.04 | 11597117 | PASS
EXP61053 | M111 | CW-DISTRIBUTION | EXP61153A |  | PS03.04 |  |  | 1 | [10 empty] | BLACK | PS03.04 | PS03.04 | 11597118 | PASS
EXP61053 | M111 | CW-DISTRIBUTION | EXP61153B |  | PS03.04 |  |  | 1 | [10 empty] | BLACK | PS03.04 | PS03.04 | 11597123 | PASS
EXP61053 | M111 | CW-DISTRIBUTION | EXP61153B |  | PS03.04 | 150x150x150 |  | 1 | [10 empty] | BLACK | PS03.04 | PS03.04 | 11597124 | PASS
EXP61053 | M111 | CW-DISTRIBUTION | EXP61153B |  | PS03.04 |  |  | 1 | [10 empty] | BLACK | PS03.04 | PS03.04 | 11597128 | PASS
EXP61053 | M111 | CW-DISTRIBUTION | EXP61153B |  | PS03.04 |  |  | 1 | [10 empty] | BLACK | PS03.04 | PS03.04 | 11597129 | PASS
EXP61053 | M111 | CW-DISTRIBUTION | EXP61153A |  | PS03.06 |  |  | 1 | [10 empty] | BLACK | PS03.06 | PS03.06 | 11597161 | PASS
EXP61053 | M111 | CW-DISTRIBUTION | EXP61153A |  | PS03.06 | 150x150x150x150 |  | 1 | [10 empty] | BLACK | PS03.06 | PS03.06 | 11597166 | PASS
EXP61053 | M111 | CW-DISTRIBUTION | EXP61153A |  | PS03.06 |  |  | 1 | [10 empty] | BLACK | PS03.06 | PS03.06 | 11597213 | PASS
EXP61053 | M111 | CW-ARRAY | EXP61153D-2 |  | PS04.03 | 150x150 |  | 1 | [10 empty] | BLACK | PS04.03 | PS04.03 | 11597358 | PASS
EXP61053 | M111 | CW-ARRAY | EXP61153B-2 |  | PS04.03 | 150x150 |  | 1 | [10 empty] | BLACK | PS04.03 | PS04.03 | 11597361 | PASS
EXP61053 | M111 | CW-ARRAY | EXP61153D-1 |  | PS04.04 | 65x65 |  | 1 | [10 empty] | BLACK | PS04.04 | PS04.04 | 11597365 | PASS
EXP61053 | M111 | CW-ARRAY | EXP61153D-1 |  | PS04.04 | 65x65 |  | 1 | [10 empty] | BLACK | PS04.04 | PS04.04 | 11597367 | PASS
EXP61053 | M111 | CW-ARRAY | EXP61153D-1 |  | PS04.04 | 65x65 |  | 1 | [10 empty] | BLACK | PS04.04 | PS04.04 | 11597369 | PASS
EXP61053 | M111 | CW-ARRAY | EXP61153D-1 |  | PS04.04 | 65x65 |  | 1 | [10 empty] | BLACK | PS04.04 | PS04.04 | 11597390 | PASS
EXP61053 | M111 | CW-ARRAY | EXP61153D-1 |  | PS04.04 | 65x65 |  | 1 | [10 empty] | BLACK | PS04.04 | PS04.04 | 11597392 | PASS
EXP61053 | M111 | CW-ARRAY | EXP61153D-1 |  | PS04.04 | 65x65 |  | 1 | [10 empty] | BLACK | PS04.04 | PS04.04 | 11597394 | PASS
EXP61053 | M111 | CW-ARRAY | EXP61153D-1 |  | PS04.04 | 65x65 |  | 1 | [10 empty] | BLACK | PS04.04 | PS04.04 | 11597447 | PASS
EXP61053 | M111 | CW-ARRAY | EXP61153D-1 |  | PS04.04 | 65x65 |  | 1 | [10 empty] | BLACK | PS04.04 | PS04.04 | 11597449 | PASS
EXP61053 | M111 | CW-DISTRIBUTION | EXP61153D |  | PS04.03 | 150x150 |  | 1 | [10 empty] | BLACK | PS04.03 | PS04.03 | 11597453 | PASS
EXP61053 | M111 | CW-DISTRIBUTION | EXP61153D |  | PS04.03 | 150x150 |  | 1 | [10 empty] | BLACK | PS04.03 | PS04.03 | 11597454 | PASS
EXP61053 | M111 | CW-DISTRIBUTION | EXP61153D |  | PS04.03 | 150x150 |  | 1 | [10 empty] | BLACK | PS04.03 | PS04.03 | 11597457 | PASS
EXP61053 | M111 | CW-DISTRIBUTION | EXP61153D |  | PS04.03 | 150x150 |  | 1 | [10 empty] | BLACK | PS04.03 | PS04.03 | 11597458 | PASS
EXP61053 | M111 | CW-DISTRIBUTION | EXP61153D |  | PS04.03 | 150x150 |  | 1 | [10 empty] | BLACK | PS04.03 | PS04.03 | 11597461 | PASS
EXP61053 | M111 | CW-DISTRIBUTION | EXP61153A |  | PS03.04 |  |  | 1 | [10 empty] | BLACK | PS03.04 | PS03.04 | 11597669 | PASS
EXP61053 | M111 | CW-DISTRIBUTION | EXP61153A |  | PS03.02 |  |  | 1 | [10 empty] | BLACK | PS03.02 | PS03.02 | 11597672 | PASS
EXP61053 | M111 | CW-DISTRIBUTION | EXP61153D |  | PS04.03 | 150x150 |  | 1 | [10 empty] | BLACK | PS04.03 | PS04.03 | 11597675 | PASS
EXP61053 | M111 | CW-ARRAY | EXP61153B-1 |  | W-4-3 | 150x150 |  | 1 | [10 empty] | BLACK | W-4-3 | W-4-3 | 11670677 | PASS
EXP61053 | M111 | CW-ARRAY | EXP61153B-1 |  | PS04.04 | 65x65 |  | 1 | [10 empty] | BLACK | PS04.04 | PS04.04 | 11670678 | PASS
EXP61053 | M111 | CW-ARRAY | EXP61153B-1 |  | PS04.04 | 65x65 |  | 1 | [10 empty] | BLACK | PS04.04 | PS04.04 | 11670680 | PASS
EXP61053 | M111 | CW-ARRAY | EXP61153B-1 |  | PS04.04 | 65x65 |  | 1 | [10 empty] | BLACK | PS04.04 | PS04.04 | 11670682 | PASS
EXP61053 | M111 | CW-ARRAY | EXP61153B-1 |  | PS04.04 | 65x65 |  | 1 | [10 empty] | BLACK | PS04.04 | PS04.04 | 11670684 | PASS
EXP61053 | M111 | CW-ARRAY | EXP61153B-1 |  | PS04.04 | 65x65 |  | 1 | [10 empty] | BLACK | PS04.04 | PS04.04 | 11670706 | PASS
EXP61053 | M111 | CW-ARRAY | EXP61153B-1 |  | PS04.04 | 65x65 |  | 1 | [10 empty] | BLACK | PS04.04 | PS04.04 | 11670708 | PASS
EXP61053 | M111 | CW-ARRAY | EXP61153B-1 |  | PS04.04 | 65x65 |  | 1 | [10 empty] | BLACK | PS04.04 | PS04.04 | 11670710 | PASS
EXP61053 | M111 | CW-ARRAY | EXP61153B-1 |  | PS04.03 | 150x150 |  | 1 | [10 empty] | BLACK | PS04.03 | PS04.03 | 11670712 | PASS
EXP61053 | M111 | CW-ARRAY | EXP61153B-1 |  | PS04.04 | 65x65 |  | 1 | [10 empty] | BLACK | PS04.04 | PS04.04 | 11670714 | PASS
EXP61053 | M111 | CW-ARRAY | EXP61153B-1 |  | PS04.03 | 150x150 |  | 1 | [10 empty] | BLACK | PS04.03 | PS04.03 | 11670737 | PASS
EXP61053 | M111 | CW-ARRAY | EXP61153B-1 |  | PS04.03 | 150x150 |  | 1 | [10 empty] | BLACK | PS04.03 | PS04.03 | 11670739 | PASS
EXP61053 | M111 | CW-ARRAY | EXP61153B-1 |  | PS04.03 | 150x150 |  | 1 | [10 empty] | BLACK | PS04.03 | PS04.03 | 11670786 | PASS
EXP61053 | M111 | CW-DISTRIBUTION | EXP61153A |  | PS03.02 |  |  | 1 | [10 empty] | BLACK | PS03.02 | PS03.02 | 11940291 | PASS
EXP61053 | M110 | CP-EXTERNAL | EXP61053 |  | PS04.03 | 150x150 |  | 1 | [10 empty] | BLACK | PS04.03 | PS04.03 | 11940308 | PASS
EXP61053 | M110 | CP-EXTERNAL | EXP61053 |  | PS04.03 | 150x150 |  | 1 | [10 empty] | BLACK | PS04.03 | PS04.03 | 11940309 | PASS
EXP61053 | M110 | CP-EXTERNAL | EXP61053 |  | PS04.03 | 150x150 |  | 1 | [10 empty] | BLACK | PS04.03 | PS04.03 | 11940310 | PASS
EXP61053 | M110 | CP-EXTERNAL | EXP61053 |  | PS04.03 | 150x150 |  | 1 | [10 empty] | BLACK | PS04.03 | PS04.03 | 11940311 | PASS
EXP61053 | M111 | CP-EXTERNAL | EXP61153 |  | PS04.03 | 150x150 |  | 1 | [10 empty] | BLACK | PS04.03 | PS04.03 | 11940317 | PASS
EXP61053 | M111 | CP-EXTERNAL | EXP61153 |  | PS04.03 | 150x150 |  | 1 | [10 empty] | BLACK | PS04.03 | PS04.03 | 11940318 | PASS
EXP61053 | M111 | CP-EXTERNAL | EXP61153 |  | PS04.03 | 150x150 |  | 1 | [10 empty] | BLACK | PS04.03 | PS04.03 | 11940319 | PASS
EXP61053 | M111 | CP-EXTERNAL | EXP61153 |  | PS04.03 | 150x150 |  | 1 | [10 empty] | BLACK | PS04.03 | PS04.03 | 11940320 | PASS
EXP61053 | M110-M111 | CP-INTERNAL | EXP61053 |  | W-T-4-3 | 150x150 |  | 1 | [10 empty] | GAL | W-T-4-3 | W-T-4-3_PT 150-3 | 12325383 | PASS
EXP61053 | M110-M111 | CP-INTERNAL | EXP61053 |  | W-T-4-3 | 150x150 |  | 1 | [10 empty] | GAL | W-T-4-3 | W-T-4-3_PT 150-3 | 12325389 | PASS
EXP61053 | M111 | CW-DISTRIBUTION | EXP61153A |  | PS03.06 |  |  | 1 | [10 empty] | BLACK | PS03.06 | PS03.06 | 12340898 | PASS
EXP61053 | M110 | CW-DISTRIBUTION | EXP61053A |  | PS03.06 | 150x150x150x150 |  | 1 | [10 empty] | BLACK | PS03.06 | PS03.06 | 12342012 | PASS
EXP61053 | M110 | CW-DISTRIBUTION | EXP61053A |  | PS03.06 | 150x150x150x150 |  | 1 | [10 empty] | BLACK | PS03.06 | PS03.06 | 12342015 | PASS
EXP61053 | M110 | CW-DISTRIBUTION | EXP61053A |  | PS03.04 | 150x150x150 |  | 1 | [10 empty] | BLACK | PS03.04 | PS03.04 | 12344402 | PASS
EXP61053 | M111 | CW-DISTRIBUTION | EXP61153A |  | PS03.06 |  |  | 1 | [10 empty] | BLACK | PS03.06 | PS03.06 | 12345193 | PASS
EXP61053 | M111 | CP-EXTERNAL | EXP61153 |  | PS03.06 |  |  | 1 | [10 empty] | BLACK | PS03.06 | PS03.06 | 12363399 | PASS
EXP61053 | M110-M111 | CP-INTERNAL | EXP61053 |  | PS04.03 | 150x150 |  | 1 | [10 empty] | GAL | PS04.03 | PS04.03 | 12691339 | PASS
EXP61053 | M110-M111 | CP-INTERNAL | EXP61053 |  | PS04.03 | 150x150 |  | 1 | [10 empty] | GAL | PS04.03 | PS04.03 | 12691471 | PASS
EXP61053_2ND ANCHOR POINT | M110 | CW-DISTRIBUTION | EXP61053C |  | W-T-2-3_2nd |  |  | 1 | [10 empty] | BLACK | W-T-2-3_2nd | W-T-2-3_PT 150-2 | 14116691 | FAIL: Array: cần 'EXP61002', có 'EXP61053C'
Total | [21 empty] | 3227223622 | PASS

## Sprinkler Schedule
EE_Cross Passage | EE_Location and Lanes | EE_System Type | EE_Array Number | EE_Stock Code | EE_Item Description | Size | Outside Diameter | Qty | Length | EE_FAB Pipe | EE_PIPE END-1 | EE_PIPE END-2 | EE_Run Dim 1 | EE_Pap 1 | EE_Run Dim 2 | EE_Pap 2 | EE_Run Dim 3 | EE_Pap 3 | EE_Pipe Treatment | Family | Type | ID | Validation_Check
EXP61053 | M110 | CW-ARRAY | EXP61053A |  | TNL-280 |  |  | 1 | [11 empty] | Sprinkler Nozzle_Reliable_TNL280 | Sprinkler Nozzle_Reliable_TNL280 | 3669304 | PASS
EXP61053 | M110 | CW-ARRAY | EXP61053A |  | TNL-280 |  |  | 1 | [11 empty] | Sprinkler Nozzle_Reliable_TNL280 | Sprinkler Nozzle_Reliable_TNL280 | 3669306 | PASS
EXP61053 | M110 | CW-ARRAY | EXP61053A |  | TNL-280 |  |  | 1 | [11 empty] | Sprinkler Nozzle_Reliable_TNL280 | Sprinkler Nozzle_Reliable_TNL280 | 3669309 | PASS
EXP61053 | M110 | CW-ARRAY | EXP61053A |  | TNL-280 |  |  | 1 | [11 empty] | Sprinkler Nozzle_Reliable_TNL280 | Sprinkler Nozzle_Reliable_TNL280 | 3669342 | PASS
EXP61053 | M110 | CW-ARRAY | EXP61053A |  | TNL-280 |  |  | 1 | [11 empty] | Sprinkler Nozzle_Reliable_TNL280 | Sprinkler Nozzle_Reliable_TNL280 | 3669344 | PASS
EXP61053 | M110 | CW-ARRAY | EXP61053A |  | TNL-280 |  |  | 1 | [11 empty] | Sprinkler Nozzle_Reliable_TNL280 | Sprinkler Nozzle_Reliable_TNL280 | 3669347 | PASS
EXP61053 | M110 | CW-ARRAY | EXP61053B-1 |  | TNL-280 |  |  | 1 | [11 empty] | Sprinkler Nozzle_Reliable_TNL280 | Sprinkler Nozzle_Reliable_TNL280 | 3674502 | PASS
EXP61053 | M110 | CW-ARRAY | EXP61053B-1 |  | TNL-280 |  |  | 1 | [11 empty] | Sprinkler Nozzle_Reliable_TNL280 | Sprinkler Nozzle_Reliable_TNL280 | 3674504 | PASS
EXP61053 | M110 | CW-ARRAY | EXP61053B-1 |  | TNL-280 |  |  | 1 | [11 empty] | Sprinkler Nozzle_Reliable_TNL280 | Sprinkler Nozzle_Reliable_TNL280 | 3674507 | PASS
EXP61053 | M110 | CW-ARRAY | EXP61053B-1 |  | TNL-280 |  |  | 1 | [11 empty] | Sprinkler Nozzle_Reliable_TNL280 | Sprinkler Nozzle_Reliable_TNL280 | 3674541 | PASS
EXP61053 | M110 | CW-ARRAY | EXP61053B-1 |  | TNL-280 |  |  | 1 | [11 empty] | Sprinkler Nozzle_Reliable_TNL280 | Sprinkler Nozzle_Reliable_TNL280 | 3674544 | PASS
EXP61053 | M110 | CW-ARRAY | EXP61053B-2 |  | TNL-280 |  |  | 1 | [11 empty] | Sprinkler Nozzle_Reliable_TNL280 | Sprinkler Nozzle_Reliable_TNL280 | 3674581 | PASS
EXP61053 | M110 | CW-ARRAY | EXP61053B-2 |  | TNL-280 |  |  | 1 | [11 empty] | Sprinkler Nozzle_Reliable_TNL280 | Sprinkler Nozzle_Reliable_TNL280 | 3674583 | PASS
EXP61053 | M110 | CW-ARRAY | EXP61053B-2 |  | TNL-280 |  |  | 1 | [11 empty] | Sprinkler Nozzle_Reliable_TNL280 | Sprinkler Nozzle_Reliable_TNL280 | 3674586 | PASS
EXP61053 | M110 | CW-ARRAY | EXP61053B-2 |  | TNL-280 |  |  | 1 | [11 empty] | Sprinkler Nozzle_Reliable_TNL280 | Sprinkler Nozzle_Reliable_TNL280 | 3674617 | PASS
EXP61053 | M110 | CW-ARRAY | EXP61053B-2 |  | TNL-280 |  |  | 1 | [11 empty] | Sprinkler Nozzle_Reliable_TNL280 | Sprinkler Nozzle_Reliable_TNL280 | 3674619 | PASS
EXP61053 | M110 | CW-ARRAY | EXP61053B-2 |  | TNL-280 |  |  | 1 | [11 empty] | Sprinkler Nozzle_Reliable_TNL280 | Sprinkler Nozzle_Reliable_TNL280 | 3674622 | PASS
EXP61053 | M110 | CW-ARRAY | EXP61053C-1 |  | TNL-280 |  |  | 1 | [11 empty] | Sprinkler Nozzle_Reliable_TNL280 | Sprinkler Nozzle_Reliable_TNL280 | 3675555 | PASS
EXP61053 | M110 | CW-ARRAY | EXP61053C-1 |  | TNL-280 |  |  | 1 | [11 empty] | Sprinkler Nozzle_Reliable_TNL280 | Sprinkler Nozzle_Reliable_TNL280 | 3675557 | PASS
EXP61053 | M110 | CW-ARRAY | EXP61053C-1 |  | TNL-280 |  |  | 1 | [11 empty] | Sprinkler Nozzle_Reliable_TNL280 | Sprinkler Nozzle_Reliable_TNL280 | 3675560 | PASS
EXP61053 | M110 | CW-ARRAY | EXP61053C-1 |  | TNL-280 |  |  | 1 | [11 empty] | Sprinkler Nozzle_Reliable_TNL280 | Sprinkler Nozzle_Reliable_TNL280 | 3675592 | PASS
EXP61053 | M110 | CW-ARRAY | EXP61053C-1 |  | TNL-280 |  |  | 1 | [11 empty] | Sprinkler Nozzle_Reliable_TNL280 | Sprinkler Nozzle_Reliable_TNL280 | 3675594 | PASS
EXP61053 | M110 | CW-ARRAY | EXP61053C-1 |  | TNL-280 |  |  | 1 | [11 empty] | Sprinkler Nozzle_Reliable_TNL280 | Sprinkler Nozzle_Reliable_TNL280 | 3675597 | PASS
EXP61053 | M110 | CW-ARRAY | EXP61053C-2 |  | TNL-280 |  |  | 1 | [11 empty] | Sprinkler Nozzle_Reliable_TNL280 | Sprinkler Nozzle_Reliable_TNL280 | 3675634 | PASS
EXP61053 | M110 | CW-ARRAY | EXP61053C-2 |  | TNL-280 |  |  | 1 | [11 empty] | Sprinkler Nozzle_Reliable_TNL280 | Sprinkler Nozzle_Reliable_TNL280 | 3675636 | PASS
EXP61053 | M110 | CW-ARRAY | EXP61053C-2 |  | TNL-280 |  |  | 1 | [11 empty] | Sprinkler Nozzle_Reliable_TNL280 | Sprinkler Nozzle_Reliable_TNL280 | 3675639 | PASS
EXP61053 | M110 | CW-ARRAY | EXP61053C-2 |  | TNL-280 |  |  | 1 | [11 empty] | Sprinkler Nozzle_Reliable_TNL280 | Sprinkler Nozzle_Reliable_TNL280 | 3675670 | PASS
EXP61053 | M110 | CW-ARRAY | EXP61053C-2 |  | TNL-280 |  |  | 1 | [11 empty] | Sprinkler Nozzle_Reliable_TNL280 | Sprinkler Nozzle_Reliable_TNL280 | 3675672 | PASS
EXP61053 | M110 | CW-ARRAY | EXP61053C-2 |  | TNL-280 |  |  | 1 | [11 empty] | Sprinkler Nozzle_Reliable_TNL280 | Sprinkler Nozzle_Reliable_TNL280 | 3675675 | PASS
EXP61053 | M110 | CW-ARRAY | EXP61053D-1 |  | TNL-280 |  |  | 1 | [11 empty] | Sprinkler Nozzle_Reliable_TNL280 | Sprinkler Nozzle_Reliable_TNL280 | 3676012 | PASS
EXP61053 | M110 | CW-ARRAY | EXP61053D-1 |  | TNL-280 |  |  | 1 | [11 empty] | Sprinkler Nozzle_Reliable_TNL280 | Sprinkler Nozzle_Reliable_TNL280 | 3676014 | PASS
EXP61053 | M110 | CW-ARRAY | EXP61053D-1 |  | TNL-280 |  |  | 1 | [11 empty] | Sprinkler Nozzle_Reliable_TNL280 | Sprinkler Nozzle_Reliable_TNL280 | 3676017 | PASS
EXP61053 | M110 | CW-ARRAY | EXP61053D-2 |  | TNL-280 |  |  | 1 | [11 empty] | Sprinkler Nozzle_Reliable_TNL280 | Sprinkler Nozzle_Reliable_TNL280 | 3676091 | PASS
EXP61053 | M110 | CW-ARRAY | EXP61053D-2 |  | TNL-280 |  |  | 1 | [11 empty] | Sprinkler Nozzle_Reliable_TNL280 | Sprinkler Nozzle_Reliable_TNL280 | 3676093 | PASS
EXP61053 | M110 | CW-ARRAY | EXP61053D-2 |  | TNL-280 |  |  | 1 | [11 empty] | Sprinkler Nozzle_Reliable_TNL280 | Sprinkler Nozzle_Reliable_TNL280 | 3676096 | PASS
EXP61053 | M110 | CW-ARRAY | EXP61053B-1 |  | TNL-280 |  |  | 1 | [11 empty] | Sprinkler Nozzle_Reliable_TNL280 | Sprinkler Nozzle_Reliable_TNL280 | 9142323 | PASS
EXP61053 | M110 | CW-ARRAY | EXP61053D-1 |  | TNL-280 |  |  | 1 | [11 empty] | Sprinkler Nozzle_Reliable_TNL280 | Sprinkler Nozzle_Reliable_TNL280 | 9874252 | PASS
EXP61053 | M110 | CW-ARRAY | EXP61053D-1 |  | TNL-280 |  |  | 1 | [11 empty] | Sprinkler Nozzle_Reliable_TNL280 | Sprinkler Nozzle_Reliable_TNL280 | 9874253 | PASS
EXP61053 | M110 | CW-ARRAY | EXP61053D-1 |  | TNL-280 |  |  | 1 | [11 empty] | Sprinkler Nozzle_Reliable_TNL280 | Sprinkler Nozzle_Reliable_TNL280 | 9874255 | PASS
EXP61053 | M111 | CW-ARRAY | EXP61153A-1 |  | TNL-280 |  |  | 1 | [11 empty] | Sprinkler Nozzle_Reliable_TNL280 | Sprinkler Nozzle_Reliable_TNL280 | 11596079 | PASS
EXP61053 | M111 | CW-ARRAY | EXP61153A-1 |  | TNL-280 |  |  | 1 | [11 empty] | Sprinkler Nozzle_Reliable_TNL280 | Sprinkler Nozzle_Reliable_TNL280 | 11596081 | PASS
EXP61053 | M111 | CW-ARRAY | EXP61153A-1 |  | TNL-280 |  |  | 1 | [11 empty] | Sprinkler Nozzle_Reliable_TNL280 | Sprinkler Nozzle_Reliable_TNL280 | 11596084 | PASS
EXP61053 | M111 | CW-ARRAY | EXP61153A-1 |  | TNL-280 |  |  | 1 | [11 empty] | Sprinkler Nozzle_Reliable_TNL280 | Sprinkler Nozzle_Reliable_TNL280 | 11596110 | PASS
EXP61053 | M111 | CW-ARRAY | EXP61153A-1 |  | TNL-280 |  |  | 1 | [11 empty] | Sprinkler Nozzle_Reliable_TNL280 | Sprinkler Nozzle_Reliable_TNL280 | 11596111 | PASS
EXP61053 | M111 | CW-ARRAY | EXP61153A-1 |  | TNL-280 |  |  | 1 | [11 empty] | Sprinkler Nozzle_Reliable_TNL280 | Sprinkler Nozzle_Reliable_TNL280 | 11596113 | PASS
EXP61053 | M111 | CW-ARRAY | EXP61153A-2 |  | TNL-280 |  |  | 1 | [11 empty] | Sprinkler Nozzle_Reliable_TNL280 | Sprinkler Nozzle_Reliable_TNL280 | 11596143 | PASS
EXP61053 | M111 | CW-ARRAY | EXP61153A-2 |  | TNL-280 |  |  | 1 | [11 empty] | Sprinkler Nozzle_Reliable_TNL280 | Sprinkler Nozzle_Reliable_TNL280 | 11596145 | PASS
EXP61053 | M111 | CW-ARRAY | EXP61153A-2 |  | TNL-280 |  |  | 1 | [11 empty] | Sprinkler Nozzle_Reliable_TNL280 | Sprinkler Nozzle_Reliable_TNL280 | 11596148 | PASS
EXP61053 | M111 | CW-ARRAY | EXP61153A-2 |  | TNL-280 |  |  | 1 | [11 empty] | Sprinkler Nozzle_Reliable_TNL280 | Sprinkler Nozzle_Reliable_TNL280 | 11596174 | PASS
EXP61053 | M111 | CW-ARRAY | EXP61153A-2 |  | TNL-280 |  |  | 1 | [11 empty] | Sprinkler Nozzle_Reliable_TNL280 | Sprinkler Nozzle_Reliable_TNL280 | 11596175 | PASS
EXP61053 | M111 | CW-ARRAY | EXP61153A-2 |  | TNL-280 |  |  | 1 | [11 empty] | Sprinkler Nozzle_Reliable_TNL280 | Sprinkler Nozzle_Reliable_TNL280 | 11596177 | PASS
EXP61053 | M111 | CW-ARRAY | EXP61153B-2 |  | TNL-280 |  |  | 1 | [11 empty] | Sprinkler Nozzle_Reliable_TNL280 | Sprinkler Nozzle_Reliable_TNL280 | 11596385 | PASS
EXP61053 | M111 | CW-ARRAY | EXP61153B-2 |  | TNL-280 |  |  | 1 | [11 empty] | Sprinkler Nozzle_Reliable_TNL280 | Sprinkler Nozzle_Reliable_TNL280 | 11596387 | PASS
EXP61053 | M111 | CW-ARRAY | EXP61153B-2 |  | TNL-280 |  |  | 1 | [11 empty] | Sprinkler Nozzle_Reliable_TNL280 | Sprinkler Nozzle_Reliable_TNL280 | 11596390 | PASS
EXP61053 | M111 | CW-ARRAY | EXP61153B-2 |  | TNL-280 |  |  | 1 | [11 empty] | Sprinkler Nozzle_Reliable_TNL280 | Sprinkler Nozzle_Reliable_TNL280 | 11596416 | PASS
EXP61053 | M111 | CW-ARRAY | EXP61153B-2 |  | TNL-280 |  |  | 1 | [11 empty] | Sprinkler Nozzle_Reliable_TNL280 | Sprinkler Nozzle_Reliable_TNL280 | 11596417 | PASS
EXP61053 | M111 | CW-ARRAY | EXP61153B-2 |  | TNL-280 |  |  | 1 | [11 empty] | Sprinkler Nozzle_Reliable_TNL280 | Sprinkler Nozzle_Reliable_TNL280 | 11596419 | PASS
EXP61053 | M111 | CW-ARRAY | EXP61153C-1 |  | TNL-280 |  |  | 1 | [11 empty] | Sprinkler Nozzle_Reliable_TNL280 | Sprinkler Nozzle_Reliable_TNL280 | 11596563 | PASS
EXP61053 | M111 | CW-ARRAY | EXP61153C-1 |  | TNL-280 |  |  | 1 | [11 empty] | Sprinkler Nozzle_Reliable_TNL280 | Sprinkler Nozzle_Reliable_TNL280 | 11596565 | PASS
EXP61053 | M111 | CW-ARRAY | EXP61153C-1 |  | TNL-280 |  |  | 1 | [11 empty] | Sprinkler Nozzle_Reliable_TNL280 | Sprinkler Nozzle_Reliable_TNL280 | 11596568 | PASS
EXP61053 | M111 | CW-ARRAY | EXP61153C-1 |  | TNL-280 |  |  | 1 | [11 empty] | Sprinkler Nozzle_Reliable_TNL280 | Sprinkler Nozzle_Reliable_TNL280 | 11596594 | PASS
EXP61053 | M111 | CW-ARRAY | EXP61153C-1 |  | TNL-280 |  |  | 1 | [11 empty] | Sprinkler Nozzle_Reliable_TNL280 | Sprinkler Nozzle_Reliable_TNL280 | 11596595 | PASS
EXP61053 | M111 | CW-ARRAY | EXP61153C-1 |  | TNL-280 |  |  | 1 | [11 empty] | Sprinkler Nozzle_Reliable_TNL280 | Sprinkler Nozzle_Reliable_TNL280 | 11596597 | PASS
EXP61053 | M111 | CW-ARRAY | EXP61153C-2 |  | TNL-280 |  |  | 1 | [11 empty] | Sprinkler Nozzle_Reliable_TNL280 | Sprinkler Nozzle_Reliable_TNL280 | 11596627 | PASS
EXP61053 | M111 | CW-ARRAY | EXP61153C-2 |  | TNL-280 |  |  | 1 | [11 empty] | Sprinkler Nozzle_Reliable_TNL280 | Sprinkler Nozzle_Reliable_TNL280 | 11596630 | PASS
EXP61053 | M111 | CW-ARRAY | EXP61153C-2 |  | TNL-280 |  |  | 1 | [11 empty] | Sprinkler Nozzle_Reliable_TNL280 | Sprinkler Nozzle_Reliable_TNL280 | 11596656 | PASS
EXP61053 | M111 | CW-ARRAY | EXP61153C-2 |  | TNL-280 |  |  | 1 | [11 empty] | Sprinkler Nozzle_Reliable_TNL280 | Sprinkler Nozzle_Reliable_TNL280 | 11596657 | PASS
EXP61053 | M111 | CW-ARRAY | EXP61153C-2 |  | TNL-280 |  |  | 1 | [11 empty] | Sprinkler Nozzle_Reliable_TNL280 | Sprinkler Nozzle_Reliable_TNL280 | 11596659 | PASS
EXP61053 | M111 | CW-ARRAY | EXP61153D-2 |  | TNL-280 |  |  | 1 | [11 empty] | Sprinkler Nozzle_Reliable_TNL280 | Sprinkler Nozzle_Reliable_TNL280 | 11596816 | PASS
EXP61053 | M111 | CW-ARRAY | EXP61153D-2 |  | TNL-280 |  |  | 1 | [11 empty] | Sprinkler Nozzle_Reliable_TNL280 | Sprinkler Nozzle_Reliable_TNL280 | 11596818 | PASS
EXP61053 | M111 | CW-ARRAY | EXP61153D-2 |  | TNL-280 |  |  | 1 | [11 empty] | Sprinkler Nozzle_Reliable_TNL280 | Sprinkler Nozzle_Reliable_TNL280 | 11596821 | PASS
EXP61053 | M111 | CW-ARRAY | EXP61153D-2 |  | TNL-280 |  |  | 1 | [11 empty] | Sprinkler Nozzle_Reliable_TNL280 | Sprinkler Nozzle_Reliable_TNL280 | 11596847 | PASS
EXP61053 | M111 | CW-ARRAY | EXP61153D-2 |  | TNL-280 |  |  | 1 | [11 empty] | Sprinkler Nozzle_Reliable_TNL280 | Sprinkler Nozzle_Reliable_TNL280 | 11596848 | PASS
EXP61053 | M111 | CW-ARRAY | EXP61153D-1 |  | TNL-280 |  |  | 1 | [11 empty] | Sprinkler Nozzle_Reliable_TNL280 | Sprinkler Nozzle_Reliable_TNL280 | 11597374 | PASS
EXP61053 | M111 | CW-ARRAY | EXP61153D-1 |  | TNL-280 |  |  | 1 | [11 empty] | Sprinkler Nozzle_Reliable_TNL280 | Sprinkler Nozzle_Reliable_TNL280 | 11597424 | PASS
EXP61053 | M111 | CW-ARRAY | EXP61153D-1 |  | TNL-280 |  |  | 1 | [11 empty] | Sprinkler Nozzle_Reliable_TNL280 | Sprinkler Nozzle_Reliable_TNL280 | 11597429 | PASS
EXP61053 | M111 | CW-ARRAY | EXP61153D-1 |  | TNL-280 |  |  | 1 | [11 empty] | Sprinkler Nozzle_Reliable_TNL280 | Sprinkler Nozzle_Reliable_TNL280 | 11597434 | PASS
EXP61053 | M111 | CW-ARRAY | EXP61153D-1 |  | TNL-280 |  |  | 1 | [11 empty] | Sprinkler Nozzle_Reliable_TNL280 | Sprinkler Nozzle_Reliable_TNL280 | 11597473 | PASS
EXP61053 | M111 | CW-ARRAY | EXP61153D-1 |  | TNL-280 |  |  | 1 | [11 empty] | Sprinkler Nozzle_Reliable_TNL280 | Sprinkler Nozzle_Reliable_TNL280 | 11597478 | PASS
EXP61053 | M111 | CW-ARRAY | EXP61153B-1 |  | TNL-280 |  |  | 1 | [11 empty] | Sprinkler Nozzle_Reliable_TNL280 | Sprinkler Nozzle_Reliable_TNL280 | 11670690 | PASS
EXP61053 | M111 | CW-ARRAY | EXP61153B-1 |  | TNL-280 |  |  | 1 | [11 empty] | Sprinkler Nozzle_Reliable_TNL280 | Sprinkler Nozzle_Reliable_TNL280 | 11670692 | PASS
EXP61053 | M111 | CW-ARRAY | EXP61153B-1 |  | TNL-280 |  |  | 1 | [11 empty] | Sprinkler Nozzle_Reliable_TNL280 | Sprinkler Nozzle_Reliable_TNL280 | 11670695 | PASS
EXP61053 | M111 | CW-ARRAY | EXP61153B-1 |  | TNL-280 |  |  | 1 | [11 empty] | Sprinkler Nozzle_Reliable_TNL280 | Sprinkler Nozzle_Reliable_TNL280 | 11670721 | PASS
EXP61053 | M111 | CW-ARRAY | EXP61153B-1 |  | TNL-280 |  |  | 1 | [11 empty] | Sprinkler Nozzle_Reliable_TNL280 | Sprinkler Nozzle_Reliable_TNL280 | 11670722 | PASS
EXP61053 | M111 | CW-ARRAY | EXP61153B-1 |  | TNL-280 |  |  | 1 | [11 empty] | Sprinkler Nozzle_Reliable_TNL280 | Sprinkler Nozzle_Reliable_TNL280 | 11670724 | PASS
EXP61053 | M111 | CW-ARRAY | EXP61153C-2 |  | TNL-280 |  |  | 1 | [11 empty] | Sprinkler Nozzle_Reliable_TNL280 | Sprinkler Nozzle_Reliable_TNL280 | 12394841 | PASS
EXP61053 | M111 | CW-ARRAY | EXP61153D-2 |  | TNL-280 |  |  | 1 | [11 empty] | Sprinkler Nozzle_Reliable_TNL280 | Sprinkler Nozzle_Reliable_TNL280 | 12394909 | PASS
EXP61053 | M110 | CW-ARRAY | EXP61053D-2 |  | TNL-280 |  |  | 1 | [11 empty] | Sprinkler Nozzle_Reliable_TNL280 | Sprinkler Nozzle_Reliable_TNL280 | 12395110 | PASS
EXP61053 | M110 | CW-ARRAY | EXP61053D-2 |  | TNL-280 |  |  | 1 | [11 empty] | Sprinkler Nozzle_Reliable_TNL280 | Sprinkler Nozzle_Reliable_TNL280 | 12395130 | PASS
EXP61053 | M110 | CW-ARRAY | EXP61053D-2 |  | TNL-280 |  |  | 1 | [11 empty] | Sprinkler Nozzle_Reliable_TNL280 | Sprinkler Nozzle_Reliable_TNL280 | 12395146 | PASS
Total | [21 empty] | 763227752 | PASS