## Pipe Schedule
EE_Cross Passage | EE_Location and Lanes | EE_System Type | EE_Array Number | EE_Stock Code | EE_Item Description | Size | Outside Diameter | Qty | Length | EE_FAB Pipe | EE_PIPE END-1 | EE_PIPE END-2 | EE_Run Dim 1 | EE_Pap 1 | EE_Run Dim 2 | EE_Pap 2 | EE_Run Dim 3 | EE_Pap 3 | EE_Pipe Treatment | Family | Type | ID | Array_Number_Check
EXP61002 | M110 | CP-EXTERNAL | EXP61002 |  | 150-900 | 150 | 165.1 | 1 | 991 | Groove_Thread | RG | BE | [6 empty] | BLACK |  | EE_Deluge_AS 1074_Black_Coupling 177N | 2370673 | PASS
EXP61002 | M111 | CP-EXTERNAL | EXP61002 |  | 150-1000 | 150 | 165.1 | 1 | 1000.3 | Groove_Thread | RG | RG | [6 empty] | BLACK |  | EE_Deluge_AS 1074_Black_Coupling 177N | 2370675 | FAIL: cần 'EXP61102', có 'EXP61002'
EXP61002 | M110 | CP-EXTERNAL | EXP61002 |  | 150-990 | 150 | 165.1 | 1 | 991.5 | Groove_Thread | RG | RG | [6 empty] | BLACK |  | EE_Deluge_AS 1074_Black_Coupling 177N | 2370677 | PASS
EXP61002 | M110-M111 | CP-INTERNAL | EXP61002 |  | 150-185 | 150 | 165.1 | 1 | 187 | Groove_Thread | RG | RG | [6 empty] | GAL |  | EE_Deluge_AS 1074_Gal | 2370679 | FAIL: cần 'EXP61102', có 'EXP61002'
EXP61002 | M110-M111 | CP-INTERNAL | EXP61002 |  | 150-2320 | 150 | 165.1 | 1 | 2322.2 | Groove_Thread | RG | RG | [6 empty] | GAL |  | EE_Deluge_AS 1074_Gal | 2370683 | FAIL: cần 'EXP61102', có 'EXP61002'
EXP61002 | M110-M111 | CP-INTERNAL | EXP61002 |  | 150-2320 | 150 | 165.1 | 1 | 2322.2 | Groove_Thread | RG | RG | [6 empty] | GAL |  | EE_Deluge_AS 1074_Gal | 2370687 | FAIL: cần 'EXP61102', có 'EXP61002'
EXP61002 | M110-M111 | CP-INTERNAL | EXP61002 |  | 150-2320 | 150 | 165.1 | 1 | 2322.5 | Groove_Thread | RG | RG | [6 empty] | GAL |  | EE_Deluge_AS 1074_Gal | 2370691 | FAIL: cần 'EXP61102', có 'EXP61002'
EXP61002 | M110-M111 | CP-INTERNAL | EXP61002 |  | 150-2320 | 150 | 165.1 | 1 | 2322.5 | Groove_Thread | RG | RG | [6 empty] | GAL |  | EE_Deluge_AS 1074_Gal | 2370695 | FAIL: cần 'EXP61102', có 'EXP61002'
EXP61002 | M110-M111 | CP-INTERNAL | EXP61002 |  | 150-185 | 150 | 165.1 | 1 | 187.1 | Groove_Thread | RG | RG | [6 empty] | GAL |  | EE_Deluge_AS 1074_Gal | 2370800 | FAIL: cần 'EXP61102', có 'EXP61002'
EXP61002 | M110 | CW-DISTRIBUTION | EXP61002A |  | 150-1170 | 150 | 165.1 | 1 | 1172.1 | Groove_Thread | RG | RG | [6 empty] | BLACK |  | EE_Deluge_AS 1074_Black_Coupling 177N | 2416893 | PASS
EXP61002 | M110 | CW-DISTRIBUTION | EXP61002B |  | 150-145 | 150 | 165.1 | 1 | 143.6 | Groove_Thread | RG | RG | [6 empty] | BLACK |  | EE_Deluge_AS 1074_Black_Coupling 177N | 2416899 | PASS
EXP61002 | M110 | CW-DISTRIBUTION | EXP61002B |  | 150-1175 | 150 | 165.1 | 1 | 1172.7 | Groove_Thread | RG | RG | [6 empty] | BLACK |  | EE_Deluge_AS 1074_Black_Coupling 177N | 2416901 | PASS
EXP61002 | M111 | CW-DISTRIBUTION | EXP61102B |  | 150-1300 | 150 | 165.1 | 1 | 1196.2 | Groove_Thread | RG | RG | [6 empty] | BLACK |  | EE_Deluge_AS 1074_Black_Coupling 177N | 2416949 | PASS
EXP61002 | M110 | CW-ARRAY | EXP61002A-2 |  | 65-5295 | 65 | 76.1 | 1 | 5295.5 | Groove_Thread | RG | BE | 150 | 40B | 5250 | 40B |  |  | BLACK |  | EE_Deluge_AS 1074_Black | 2416995 | PASS
EXP61002 | M110 | CW-ARRAY | EXP61002A-2 |  | 150-900 | 150 | 165.1 | 1 | 900 | STD ARRAY TEE | RG | RG | 150 | 65LR |  |  |  |  | BLACK |  | EE_Deluge_AS 1074_Black | 2416999 | PASS
EXP61002 | M110 | CW-ARRAY | EXP61002A-2 |  | 65-4730 | 65 | 76.1 | 1 | 4730.5 | STD 1 PAP RANGE | RG | BE | 4685 | 40B |  |  |  |  | BLACK |  | EE_Deluge_AS 1074_Black | 2417040 | PASS
EXP61002 | M110 | CW-ARRAY | EXP61002A-2 |  | 150-4190 | 150 | 165.1 | 1 | 4191.4 | Groove_Thread | RG | RG | [6 empty] | BLACK |  | EE_Deluge_AS 1074_Black | 2417042 | PASS
EXP61002 | M110 | CW-ARRAY | EXP61002A-2 |  | 150-900 | 150 | 165.1 | 1 | 900 | STD ARRAY TEE | RG | RG | 150 | 65LR |  |  |  |  | BLACK |  | EE_Deluge_AS 1074_Black | 2417070 | PASS
EXP61002 | M110 | CW-ARRAY | EXP61002A-2 |  | 65-4730 | 65 | 76.1 | 1 | 4730.5 | STD 1 PAP RANGE | RG | BE | 4685 | 40B |  |  |  |  | BLACK |  | EE_Deluge_AS 1074_Black | 2417098 | PASS
EXP61002 | M110 | CW-ARRAY | EXP61002A-2 |  | 150-900 | 150 | 165.1 | 1 | 900 | STD ARRAY TEE | RG | RG | 150 | 65LR |  |  |  |  | BLACK |  | EE_Deluge_AS 1074_Black | 2417126 | PASS
EXP61002 | M110 | CW-ARRAY | EXP61002A-2 |  | 65-4730 | 65 | 76.1 | 1 | 4730.5 | STD 1 PAP RANGE | RG | BE | 4685 | 40B |  |  |  |  | BLACK |  | EE_Deluge_AS 1074_Black | 2417148 | PASS
EXP61002 | M110 | CW-ARRAY | EXP61002A-1 |  | 65-5295 | 65 | 76.1 | 1 | 5295.8 | STD 2 PAP RANGE | RG | BE | 150 | 40B | 5250 | 40B |  |  | BLACK |  | EE_Deluge_AS 1074_Black | 2417188 | PASS
EXP61002 | M110 | CW-ARRAY | EXP61002A-1 |  | 150-900 | 150 | 165.1 | 1 | 900 | STD ARRAY TEE | RG | RG | 150 | 65LR |  |  |  |  | BLACK |  | EE_Deluge_AS 1074_Black | 2417192 | PASS
EXP61002 | M110 | CW-ARRAY | EXP61002A-1 |  | 65-4730 | 65 | 76.1 | 1 | 4730.5 | STD 1 PAP RANGE | RG | BE | 4685 | 40B |  |  |  |  | BLACK |  | EE_Deluge_AS 1074_Black | 2417230 | PASS
EXP61002 | M110 | CW-ARRAY | EXP61002A-1 |  | 150-4190 | 150 | 165.1 | 1 | 4191.4 | STD 1 PAP RANGE | RG | RG | [6 empty] | BLACK |  | EE_Deluge_AS 1074_Black | 2417232 | PASS
EXP61002 | M110 | CW-ARRAY | EXP61002A-1 |  | 65-5295 | 65 | 76.1 | 1 | 5295.8 | STD 2 PAP RANGE | RG | BE | 150 | 40B | 5250 | 40B |  |  | BLACK |  | EE_Deluge_AS 1074_Black | 2417256 | PASS
EXP61002 | M110 | CW-ARRAY | EXP61002A-1 |  | 65-4730 | 65 | 76.1 | 1 | 4730 | STD 1 PAP RANGE | RG | BE | 4685 | 40B |  |  |  |  | BLACK |  | EE_Deluge_AS 1074_Black | 2417288 | PASS
EXP61002 | M110 | CW-ARRAY | EXP61002A-1 |  | 65-5295 | 65 | 76.1 | 1 | 5295.8 | STD 2 PAP RANGE | RG | BE | 150 | 40B | 5250 | 40B |  |  | BLACK |  | EE_Deluge_AS 1074_Black | 2417312 | PASS
EXP61002 | M110 | CW-ARRAY | EXP61002A-1 |  | 150-900 | 150 | 165.1 | 1 | 900 | STD ARRAY TEE | RG | RG | 150 | 65LR |  |  |  |  | BLACK |  | EE_Deluge_AS 1074_Black | 2417316 | PASS
EXP61002 | M110 | CW-ARRAY | EXP61002A-1 |  | 65-4730 | 65 | 76.1 | 1 | 4730.5 | STD 1 PAP RANGE | RG | BE | 4685 | 40B |  |  |  |  | BLACK |  | EE_Deluge_AS 1074_Black | 2417338 | PASS
EXP61002 | M110 | CW-ARRAY | EXP61002A-2 |  | 150-690 | 150 | 165.1 | 1 | 689 | Groove_Thread | RG | RG | [6 empty] | BLACK |  | EE_Deluge_AS 1074_Black | 2417382 | PASS
EXP61002 | M110 | CW-ARRAY | EXP61002A-2 |  | 40-390 | 40 | 48.3 | 1 | 391 | Groove_Thread | TH | TH | [6 empty] | BLACK |  | EE_Deluge_AS 1074_Black | 2417394 | PASS
EXP61002 | M110 | CW-ARRAY | EXP61002A-2 |  | 40-390 | 40 | 48.3 | 1 | 391 | Groove_Thread | TH | TH | [6 empty] | BLACK |  | EE_Deluge_AS 1074_Black | 2417404 | PASS
EXP61002 | M110 | CW-ARRAY | EXP61002A-2 |  | 65-4730 | 65 | 76.1 | 1 | 4730 | STD 1 PAP RANGE | RG | BE | 4685 | 40B |  |  |  |  | BLACK |  | EE_Deluge_AS 1074_Black | 2417410 | PASS
EXP61002 | M110 | CW-ARRAY | EXP61002A-1 |  | 150-2590 | 150 | 165.1 | 1 | 2591.4 | Groove_Thread | RG | RG | [6 empty] | BLACK |  | EE_Deluge_AS 1074_Black | 2417483 | PASS
EXP61002 | M110 | CW-ARRAY | EXP61002A-2 |  | 150-2590 | 150 | 165.1 | 1 | 2591.4 | Groove_Thread | RG | RG | [6 empty] | BLACK |  | EE_Deluge_AS 1074_Black | 2417485 | PASS
EXP61002 | M110 | CW-DISTRIBUTION | EXP61002A |  | 150-1980 | 150 | 165.1 | 1 | 1981.5 | Groove_Thread | RG | RG | [6 empty] | BLACK |  | EE_Deluge_AS 1074_Black_Coupling 177N | 2417489 | PASS
EXP61002 | M110 | CW-DISTRIBUTION | EXP61002A |  | 150-6500 | 150 | 165.1 | 1 | 6500 | Groove_Thread | RG | RG | [6 empty] | BLACK |  | EE_Deluge_AS 1074_Black_Coupling 177N | 2417491 | PASS
EXP61002 | M110 | CW-DISTRIBUTION | EXP61002A |  | 150-6500 | 150 | 165.1 | 1 | 6500 | Groove_Thread | RG | RG | [6 empty] | BLACK |  | EE_Deluge_AS 1074_Black_Coupling 177N | 2417493 | PASS
EXP61002 | M110 | CW-DISTRIBUTION | EXP61002B |  | 150-6500 | 150 | 165.1 | 1 | 6500 | Groove_Thread | RG | RG | [6 empty] | BLACK |  | EE_Deluge_AS 1074_Black_Coupling 177N | 2417545 | PASS
EXP61002 | M110 | CW-DISTRIBUTION | EXP61002B |  | 150-6500 | 150 | 165.1 | 1 | 6499.1 | Groove_Thread | RG | RG | [6 empty] | BLACK |  | EE_Deluge_AS 1074_Black_Coupling 177N | 2417547 | PASS
EXP61002 | M110 | CW-ARRAY | EXP61002B-1 |  | 65-5295 | 65 | 76.1 | 1 | 5295 | STD 2 PAP RANGE | RG | BE | 150 | 40B | 5250 | 40B |  |  | BLACK |  | EE_Deluge_AS 1074_Black | 2417577 | PASS
EXP61002 | M110 | CW-ARRAY | EXP61002B-1 |  | 150-900 | 150 | 165.1 | 1 | 900 | STD ARRAY TEE | RG | RG | 150 | 65LR |  |  |  |  | BLACK |  | EE_Deluge_AS 1074_Black | 2417581 | PASS
EXP61002 | M110 | CW-ARRAY | EXP61002B-1 |  | 65-4730 | 65 | 76.1 | 1 | 4731 | STD 1 PAP RANGE | RG | BE | 4685 | 40B |  |  |  |  | BLACK |  | EE_Deluge_AS 1074_Black | 2417622 | PASS
EXP61002 | M110 | CW-ARRAY | EXP61002B-1 |  | 150-4190 | 150 | 165.1 | 1 | 4191.4 | Groove_Thread | RG | RG | [6 empty] | BLACK |  | EE_Deluge_AS 1074_Black | 2417624 | PASS
EXP61002 | M110 | CW-ARRAY | EXP61002B-1 |  | 65-5295 | 65 | 76.1 | 1 | 5295 | STD 2 PAP RANGE | RG | BE | 150 | 40B | 5250 | 40B |  |  | BLACK |  | EE_Deluge_AS 1074_Black | 2417648 | PASS
EXP61002 | M110 | CW-ARRAY | EXP61002B-1 |  | 150-900 | 150 | 165.1 | 1 | 900 | STD ARRAY TEE | RG | RG | 150 | 65LR |  |  |  |  | BLACK |  | EE_Deluge_AS 1074_Black | 2417652 | PASS
EXP61002 | M110 | CW-ARRAY | EXP61002B-1 |  | 65-4730 | 65 | 76.1 | 1 | 4731 | STD 1 PAP RANGE | RG | BE | 4685 | 40B |  |  |  |  | BLACK |  | EE_Deluge_AS 1074_Black | 2417680 | PASS
EXP61002 | M110 | CW-ARRAY | EXP61002B-1 |  | 65-5295 | 65 | 76.1 | 1 | 5295 | STD 2 PAP RANGE | RG | BE | 150 | 40B | 5250 | 40B |  |  | BLACK |  | EE_Deluge_AS 1074_Black | 2417704 | PASS
EXP61002 | M110 | CW-ARRAY | EXP61002B-1 |  | 150-900 | 150 | 165.1 | 1 | 900 | STD ARRAY TEE | RG | RG | 150 | 65LR |  |  |  |  | BLACK |  | EE_Deluge_AS 1074_Black | 2417708 | PASS
EXP61002 | M110 | CW-ARRAY | EXP61002B-1 |  | 65-4730 | 65 | 76.1 | 1 | 4731 | STD 1 PAP RANGE | RG | BE | 4685 | 40B |  |  |  |  | BLACK |  | EE_Deluge_AS 1074_Black | 2417730 | PASS
EXP61002 | M110 | CW-ARRAY | EXP61002B-1 |  | 65-5295 | 65 | 76.1 | 1 | 5295.5 | STD 2 PAP RANGE | RG | BE | 150 | 40B | 5250 | 40B |  |  | BLACK |  | EE_Deluge_AS 1074_Black | 2417768 | PASS
EXP61002 | M110 | CW-ARRAY | EXP61002B-1 |  | 150-700 | 150 | 165.1 | 1 | 700 | Groove_Thread | RG | RG | [6 empty] | BLACK |  | EE_Deluge_AS 1074_Black | 2417772 | PASS
EXP61002 | M110 | CW-ARRAY | EXP61002B-1 |  | 40-435 | 40 | 48.3 | 1 | 435 | Groove_Thread | TH | TH | [6 empty] | BLACK |  | EE_Deluge_AS 1074_Black | 2417782 | PASS
EXP61002 | M110 | CW-ARRAY | EXP61002B-1 |  | 40-435 | 40 | 48.3 | 1 | 435 | Groove_Thread | TH | TH | [6 empty] | BLACK |  | EE_Deluge_AS 1074_Black | 2417787 | PASS
EXP61002 | M110 | CW-ARRAY | EXP61002B-1 |  | 40-435 | 40 | 48.3 | 1 | 435 | Groove_Thread | TH | TH | [6 empty] | BLACK |  | EE_Deluge_AS 1074_Black | 2417792 | PASS
EXP61002 | M110 | CW-ARRAY | EXP61002B-1 |  | 65-4730 | 65 | 76.1 | 1 | 4730.6 | STD 1 PAP RANGE | RG | BE | 4685 | 40B |  |  |  |  | BLACK |  | EE_Deluge_AS 1074_Black | 2417798 | PASS
EXP61002 | M110 | CW-ARRAY | EXP61002B-1 |  | 150-2590 | 150 | 165.1 | 1 | 2591.4 | Groove_Thread | RG | RG | [6 empty] | BLACK |  | EE_Deluge_AS 1074_Black | 2417810 | PASS
EXP61002 | M110 | CW-DISTRIBUTION | EXP61002B |  | 150-1985 | 150 | 165.1 | 1 | 1983.7 | Groove_Thread | RG | RG | [6 empty] | BLACK |  | EE_Deluge_AS 1074_Black_Coupling 177N | 2417812 | PASS
EXP61002 | M110 | CW-ARRAY | EXP61002B-2 |  | 65-5295 | 65 | 76.1 | 1 | 5295.3 | STD 2 PAP RANGE | RG | BE | 150 | 40B | 5250 | 40B |  |  | BLACK |  | EE_Deluge_AS 1074_Black | 2417828 | PASS
EXP61002 | M110 | CW-ARRAY | EXP61002B-2 |  | 150-900 | 150 | 165.1 | 1 | 900 | STD ARRAY TEE | RG | RG | 150 | 65LR |  |  |  |  | BLACK |  | EE_Deluge_AS 1074_Black | 2417832 | PASS
EXP61002 | M110 | CW-ARRAY | EXP61002B-2 |  | 65-4730 | 65 | 76.1 | 1 | 4730.5 | STD 1 PAP RANGE | RG | BE | 4685 | 40B |  |  |  |  | BLACK |  | EE_Deluge_AS 1074_Black | 2417873 | PASS
EXP61002 | M110 | CW-ARRAY | EXP61002B-2 |  | 150-4190 | 150 | 165.1 | 1 | 4191.4 | Groove_Thread | RG | RG | [6 empty] | BLACK |  | EE_Deluge_AS 1074_Black | 2417875 | PASS
EXP61002 | M110 | CW-ARRAY | EXP61002B-2 |  | 65-5295 | 65 | 76.1 | 1 | 5295.4 | STD 2 PAP RANGE | RG | BE | 150 | 40B | 5250 | 40B |  |  | BLACK |  | EE_Deluge_AS 1074_Black | 2417899 | PASS
EXP61002 | M110 | CW-ARRAY | EXP61002B-2 |  | 150-900 | 150 | 165.1 | 1 | 900 | STD ARRAY TEE | RG | RG | 150 | 65LR |  |  |  |  | BLACK |  | EE_Deluge_AS 1074_Black | 2417903 | PASS
EXP61002 | M110 | CW-ARRAY | EXP61002B-2 |  | 65-4730 | 65 | 76.1 | 1 | 4730.5 | STD 1 PAP RANGE | RG | BE | 4685 | 40B |  |  |  |  | BLACK |  | EE_Deluge_AS 1074_Black | 2417931 | PASS
EXP61002 | M110 | CW-ARRAY | EXP61002B-2 |  | 65-5295 | 65 | 76.1 | 1 | 5295.3 | STD 2 PAP RANGE | RG | BE | 150 | 40B | 5250 | 40B |  |  | BLACK |  | EE_Deluge_AS 1074_Black | 2417955 | PASS
EXP61002 | M110 | CW-ARRAY | EXP61002B-2 |  | 150-900 | 150 | 165.1 | 1 | 900 | STD ARRAY TEE | RG | RG | 150 | 65LR |  |  |  |  | BLACK |  | EE_Deluge_AS 1074_Black | 2417959 | PASS
EXP61002 | M110 | CW-ARRAY | EXP61002B-2 |  | 65-4730 | 65 | 76.1 | 1 | 4730.5 | STD 1 PAP RANGE | RG | BE | 4685 | 40B |  |  |  |  | BLACK |  | EE_Deluge_AS 1074_Black | 2417981 | PASS
EXP61002 | M110 | CW-ARRAY | EXP61002B-2 |  | 150-700 | 150 | 165.1 | 1 | 701.1 | Groove_Thread | RG | RG | [6 empty] | BLACK |  | EE_Deluge_AS 1074_Black | 2418023 | PASS
EXP61002 | M110 | CW-ARRAY | EXP61002B-2 |  | 150-2590 | 150 | 165.1 | 1 | 2591.4 | Groove_Thread | RG | RG | [6 empty] | BLACK |  | EE_Deluge_AS 1074_Black | 2418061 | PASS
EXP61002 | M111 | CW-ARRAY | EXP61102A-2 |  | 150-4190 | 150 | 165.1 | 1 | 4191.4 | Groove_Thread | RG | RG | [6 empty] | BLACK |  | EE_Deluge_AS 1074_Black | 2418271 | PASS
EXP61002 | M111 | CW-ARRAY | EXP61102A-2 |  | 65-5295 | 65 | 76.1 | 1 | 5295.3 | STD 2 PAP RANGE | RG | BE | 150 | 40B | 5250 | 40B |  |  | BLACK |  | EE_Deluge_AS 1074_Black | 2418287 | PASS
EXP61002 | M111 | CW-ARRAY | EXP61102A-2 |  | 150-900 | 150 | 165.1 | 1 | 900 | STD ARRAY TEE | RG | RG | 150 | 65LR |  |  |  |  | BLACK |  | EE_Deluge_AS 1074_Black | 2418291 | PASS
EXP61002 | M111 | CW-ARRAY | EXP61102A-2 |  | 65-4730 | 65 | 76.1 | 1 | 4730.5 | STD 1 PAP RANGE | RG | BE | 4685 | 40B |  |  |  |  | BLACK |  | EE_Deluge_AS 1074_Black | 2418319 | PASS
EXP61002 | M111 | CW-ARRAY | EXP61102A-2 |  | 65-5295 | 65 | 76.1 | 1 | 5295.3 | STD 2 PAP RANGE | RG | BE | 150 | 40B | 5250 | 40B |  |  | BLACK |  | EE_Deluge_AS 1074_Black | 2418343 | PASS
EXP61002 | M111 | CW-ARRAY | EXP61102A-2 |  | 150-900 | 150 | 165.1 | 1 | 900 | STD ARRAY TEE | RG | RG | 150 | 65LR |  |  |  |  | BLACK |  | EE_Deluge_AS 1074_Black | 2418347 | PASS
EXP61002 | M111 | CW-ARRAY | EXP61102A-2 |  | 65-4730 | 65 | 76.1 | 1 | 4730.5 | STD 1 PAP RANGE | RG | BE | 4685 | 40B |  |  |  |  | BLACK |  | EE_Deluge_AS 1074_Black | 2418369 | PASS
EXP61002 | M111 | CW-ARRAY | EXP61102A-2 |  | 65-5295 | 65 | 76.1 | 1 | 5295 | STD 2 PAP RANGE | RG | BE | 150 | 40B | 5250 | 40B |  |  | BLACK |  | EE_Deluge_AS 1074_Black | 2418399 | PASS
EXP61002 | M111 | CW-ARRAY | EXP61102A-2 |  | 150-1995 | 150 | 165.1 | 1 | 1994.7 | Groove_Thread | RG | RG | [6 empty] | BLACK |  | EE_Deluge_AS 1074_Black | 2418403 | PASS
EXP61002 | M111 | CW-ARRAY | EXP61102A-2 |  | 40-455 | 40 | 48.3 | 1 | 455 | Groove_Thread | TH | TH | [6 empty] | BLACK |  | EE_Deluge_AS 1074_Black | 2418412 | PASS
EXP61002 | M111 | CW-ARRAY | EXP61102A-2 |  | 40-455 | 40 | 48.3 | 1 | 455 | Groove_Thread | TH | TH | [6 empty] | BLACK |  | EE_Deluge_AS 1074_Black | 2418417 | PASS
EXP61002 | M111 | CW-ARRAY | EXP61102A-2 |  | 40-455 | 40 | 48.3 | 1 | 455 | Groove_Thread | TH | TH | [6 empty] | BLACK |  | EE_Deluge_AS 1074_Black | 2418422 | PASS
EXP61002 | M111 | CW-ARRAY | EXP61102A-2 |  | 65-4730 | 65 | 76.1 | 1 | 4730 | STD 1 PAP RANGE | RG | BE | 4685 | 40B |  |  |  |  | BLACK |  | EE_Deluge_AS 1074_Black | 2418428 | PASS
EXP61002 | M111 | CW-DISTRIBUTION | EXP61102A |  | 150-6500 | 150 | 165.1 | 1 | 6500 | Groove_Thread | RG | RG | [6 empty] | BLACK |  | EE_Deluge_AS 1074_Black_Coupling 177N | 2418464 | PASS
EXP61002 | M111 | CW-ARRAY | EXP61102B |  | 150-4190 | 150 | 165.1 | 1 | 4191.4 | Groove_Thread | RG | RG | [6 empty] | BLACK |  | EE_Deluge_AS 1074_Black | 2425309 | PASS
EXP61002 | M111 | CW-ARRAY | EXP61102B |  | 65-5295 | 65 | 76.1 | 1 | 5295.4 | STD 2 PAP RANGE | RG | BE | 150 | 40B | 5250 | 40B |  |  | BLACK |  | EE_Deluge_AS 1074_Black | 2425325 | PASS
EXP61002 | M111 | CW-ARRAY | EXP61102B |  | 150-900 | 150 | 165.1 | 1 | 900 | STD ARRAY TEE | RG | RG | 150 | 65LR |  |  |  |  | BLACK |  | EE_Deluge_AS 1074_Black | 2425329 | PASS
EXP61002 | M111 | CW-ARRAY | EXP61102B |  | 65-4730 | 65 | 76.1 | 1 | 4730.5 | STD 1 PAP RANGE | RG | BE | 4685 | 40B |  |  |  |  | BLACK |  | EE_Deluge_AS 1074_Black | 2425357 | PASS
EXP61002 | M111 | CW-ARRAY | EXP61102B |  | 65-5295 | 65 | 76.1 | 1 | 5295.3 | STD 2 PAP RANGE | RG | BE | 150 | 40B | 5250 | 40B |  |  | BLACK |  | EE_Deluge_AS 1074_Black | 2425381 | PASS
EXP61002 | M111 | CW-ARRAY | EXP61102B |  | 150-900 | 150 | 165.1 | 1 | 900 | STD ARRAY TEE | RG | RG | 150 | 65LR |  |  |  |  | BLACK |  | EE_Deluge_AS 1074_Black | 2425385 | PASS
EXP61002 | M111 | CW-ARRAY | EXP61102B |  | 65-4730 | 65 | 76.1 | 1 | 4730.5 | STD 1 PAP RANGE | RG | BE | 4685 | 40B |  |  |  |  | BLACK |  | EE_Deluge_AS 1074_Black | 2425407 | PASS
EXP61002 | M111 | CW-ARRAY | EXP61102B |  | 65-5295 | 65 | 76.1 | 1 | 5295 | STD 2 PAP RANGE | RG | BE | 150 | 40B | 5250 | 40B |  |  | BLACK |  | EE_Deluge_AS 1074_Black | 2425439 | PASS
EXP61002 | M111 | CW-ARRAY | EXP61102B |  | 150-1995 | 150 | 165.1 | 1 | 1996.1 | Groove_Thread | RG | RG | [6 empty] | BLACK |  | EE_Deluge_AS 1074_Black | 2425443 | PASS
EXP61002 | M111 | CW-ARRAY | EXP61102B |  | 40-455 | 40 | 48.3 | 1 | 455 | Groove_Thread | TH | TH | [6 empty] | BLACK |  | EE_Deluge_AS 1074_Black | 2425453 | PASS
EXP61002 | M111 | CW-ARRAY | EXP61102B |  | 40-455 | 40 | 48.3 | 1 | 455 | Groove_Thread | TH | TH | [6 empty] | BLACK |  | EE_Deluge_AS 1074_Black | 2425463 | PASS
EXP61002 | M111 | CW-ARRAY | EXP61102B |  | 65-4730 | 65 | 76.1 | 1 | 4730 | STD 1 PAP RANGE | RG | BE | 4685 | 40B |  |  |  |  | BLACK |  | EE_Deluge_AS 1074_Black | 2425469 | PASS
EXP61002 | M110 | CW-DISTRIBUTION | EXP61002A |  | 150-2890 | 150 | 165.1 | 1 | 2890.9 | Groove_Thread | RG | RG | [6 empty] | BLACK |  | EE_Deluge_AS 1074_Black_Coupling 177N | 2432038 | PASS
EXP61002 | M111 | CW-DISTRIBUTION | EXP61102A |  | 150-1190 | 150 | 165.1 | 1 | 1187.6 | Groove_Thread | RG | RG | [6 empty] | BLACK |  | EE_Deluge_AS 1074_Black_Coupling 177N | 2441112 | PASS
EXP61002 | M111 | CW-DISTRIBUTION | EXP61102A |  | 150-3220 | 150 | 165.1 | 1 | 3219.1 | Groove_Thread | RG | RG | [6 empty] | BLACK |  | EE_Deluge_AS 1074_Black_Coupling 177N | 2441124 | PASS
EXP61002 | M111 | CW-DISTRIBUTION | EXP61102B |  | 150-280 | 150 | 165.1 | 1 | 279.4 | Groove_Thread | RG | RG | [6 empty] | BLACK |  | EE_Deluge_AS 1074_Black_Coupling 177N | 2441138 | PASS
EXP61002 | M111 | CP-EXTERNAL | EXP61002 |  | 150-1000 | 150 | 165.1 | 1 | 1000.3 | Groove_Thread | RG | RG | [6 empty] | BLACK |  | EE_Deluge_AS 1074_Black_Coupling 177N | 2441146 | FAIL: cần 'EXP61102', có 'EXP61002'
EXP61002 | M110 | CP-EXTERNAL | EXP61002 |  | 150-1480 | 150 | 165.1 | 1 | 1478.5 | Groove_Thread | RG | RG | [6 empty] | BLACK |  | EE_Deluge_AS 1074_Black_Coupling 177N | 5144398 | PASS
EXP61002 | M110 | CP-EXTERNAL | EXP61002 |  | 150-1480 | 150 | 165.1 | 1 | 1478.5 | Groove_Thread | RG | RG | [6 empty] | BLACK |  | EE_Deluge_AS 1074_Black_Coupling 177N | 5144400 | PASS
EXP61002 | M111 | CP-EXTERNAL | EXP61002 |  | 150-1560 | 150 | 165.1 | 1 | 1558.8 | Groove_Thread | RG | RG | [6 empty] | BLACK |  | EE_Deluge_AS 1074_Black_Coupling 177N | 5147517 | FAIL: cần 'EXP61102', có 'EXP61002'
EXP61002 | M111 | CP-EXTERNAL | EXP61002 |  | 150-1560 | 150 | 165.1 | 1 | 1558.8 | Groove_Thread | RG | RG | [6 empty] | BLACK |  | EE_Deluge_AS 1074_Black_Coupling 177N | 5147519 | FAIL: cần 'EXP61102', có 'EXP61002'
EXP61002 | M111 | CW-DISTRIBUTION | EXP61102A |  | 150-4000 | 150 | 165.1 | 1 | 4000 | Groove_Thread | RG | RG | [6 empty] | BLACK |  | EE_Deluge_AS 1074_Black_Coupling 177N | 8360869 | PASS
EXP61002 | M111 | CW-DISTRIBUTION | EXP61102B |  | 150-6500 | 150 | 165.1 | 1 | 6500 | Groove_Thread | RG | RG | [6 empty] | BLACK |  | EE_Deluge_AS 1074_Black_Coupling 177N | 8361088 | PASS
EXP61002 | M110 | CW-DISTRIBUTION | EXP61002A |  | 150-6500 | 150 | 165.1 | 1 | 6497.8 | Groove_Thread | RG | RG | [6 empty] | BLACK |  | EE_Deluge_AS 1074_Black_Coupling 177N | 8362684 | PASS
EXP61002 | M110 | CW-DISTRIBUTION | EXP61002B |  | 150-4000 | 150 | 165.1 | 1 | 4000 | Groove_Thread | RG | RG | [6 empty] | BLACK |  | EE_Deluge_AS 1074_Black_Coupling 177N | 9321232 | PASS
EXP61002 | M110 | CW-ARRAY | EXP61002A-2 |  | 65-4485 | 65 | 76.1 | 1 | 4485.5 | Groove_Thread | RG | RG | 150 | 40B |  |  |  |  | BLACK |  | EE_Deluge_AS 1074_Black | 10581189 | PASS
EXP61002 | M110 | CW-ARRAY | EXP61002A-2 |  | 65-100 | 65 | 76.1 | 1 | 100 | Groove_Thread | RG | RG | [6 empty] | BLACK |  | EE_Deluge_AS 1074_Black | 10581264 | PASS
EXP61002 | M110 | CW-ARRAY | EXP61002A-2 |  | 65-4485 | 65 | 76.1 | 1 | 4483.7 | Groove_Thread | RG | RG | 150 | 40B |  |  |  |  | BLACK |  | EE_Deluge_AS 1074_Black | 10581480 | PASS
EXP61002 | M110 | CW-ARRAY | EXP61002A-2 |  | 65-650 | 65 | 76.1 | 1 | 649.5 | Fabrication | RG | BE | 605 | 40B |  |  |  |  | BLACK |  | EE_Deluge_AS 1074_Black | 10581550 | PASS
EXP61002 | M110 | CW-ARRAY | EXP61002A-1 |  | 65-5295 | 65 | 76.1 | 1 | 5295 | STD 2 PAP RANGE | RG | BE | 150 | 40B | 5250 | 40B |  |  | BLACK |  | EE_Deluge_AS 1074_Black | 10607175 | PASS
EXP61002 | M110 | CW-ARRAY | EXP61002A-1 |  | 40-425 | 40 | 48.3 | 1 | 425 | Groove_Thread | TH | TH | [6 empty] | BLACK |  | EE_Deluge_AS 1074_Black | 10607192 | PASS
EXP61002 | M110 | CW-ARRAY | EXP61002A-1 |  | 40-425 | 40 | 48.3 | 1 | 425 | Groove_Thread | TH | TH | [6 empty] | BLACK |  | EE_Deluge_AS 1074_Black | 10607197 | PASS
EXP61002 | M110 | CW-ARRAY | EXP61002A-1 |  | 65-4730 | 65 | 76.1 | 1 | 4730 | STD 1 PAP RANGE | RG | BE | 4685 | 40B |  |  |  |  | BLACK |  | EE_Deluge_AS 1074_Black | 10607203 | PASS
EXP61002 | M110 | CW-ARRAY | EXP61002A-1 |  | 150-900 | 150 | 165.1 | 1 | 900 | STD ARRAY TEE | RG | RG | 150 | 65LR |  |  |  |  | BLACK |  | EE_Deluge_AS 1074_Black | 10607213 | PASS
EXP61002 | M110 | CW-ARRAY | EXP61002A-1 |  | 150-695 | 150 | 165.1 | 1 | 696.2 | Groove_Thread | RG | RG | [6 empty] | BLACK |  | EE_Deluge_AS 1074_Black | 10607623 | PASS
EXP61002 | M110 | CW-ARRAY | EXP61002A-1 |  | 150-295 | 150 | 165.1 | 1 | 297.4 | Groove_Thread | RG | RG | [6 empty] | BLACK |  | EE_Deluge_AS 1074_Black | 10607865 | PASS
EXP61002 | M110 | CW-ARRAY | EXP61002A-1 |  | 40-395 | 40 | 48.3 | 1 | 396.9 | Groove_Thread | TH | TH | [6 empty] | BLACK |  | EE_Deluge_AS 1074_Black | 10608140 | PASS
EXP61002 | M110 | CW-ARRAY | EXP61002A-1 |  | 40-875 | 40 | 48.3 | 1 | 875.1 | Groove_Thread | TH | TH | [6 empty] | BLACK |  | EE_Deluge_AS 1074_Black | 10608154 | PASS
EXP61002 | M110 | CW-ARRAY | EXP61002A-1 |  | 40-395 | 40 | 48.3 | 1 | 396.9 | Groove_Thread | TH | TH | [6 empty] | BLACK |  | EE_Deluge_AS 1074_Black | 10608666 | PASS
EXP61002 | M110 | CW-ARRAY | EXP61002A-1 |  | 40-395 | 40 | 48.3 | 1 | 396.8 | Groove_Thread | TH | TH | [6 empty] | BLACK |  | EE_Deluge_AS 1074_Black | 10608778 | PASS
EXP61002 | M110 | CW-ARRAY | EXP61002A-1 |  | 40-525 | 40 | 48.3 | 1 | 525 | Groove_Thread | TH | TH | [6 empty] | BLACK |  | EE_Deluge_AS 1074_Black | 10608839 | PASS
EXP61002 | M110 | CW-ARRAY | EXP61002A-1 |  | 40-525 | 40 | 48.3 | 1 | 525 | Groove_Thread | TH | TH | [6 empty] | BLACK |  | EE_Deluge_AS 1074_Black | 10608858 | PASS
EXP61002 | M110 | CW-ARRAY | EXP61002A-2 |  | 40-525 | 40 | 48.3 | 1 | 525 | Groove_Thread | TH | TH | [6 empty] | BLACK |  | EE_Deluge_AS 1074_Black | 10608913 | PASS
EXP61002 | M110 | CW-ARRAY | EXP61002A-2 |  | 40-390 | 40 | 48.3 | 1 | 390 | Groove_Thread | TH | TH | [6 empty] | BLACK |  | EE_Deluge_AS 1074_Black | 10608991 | PASS
EXP61002 | M110 | CW-ARRAY | EXP61002A-2 |  | 40-390 | 40 | 48.3 | 1 | 387.6 | Groove_Thread | TH | TH | [6 empty] | BLACK |  | EE_Deluge_AS 1074_Black | 10609003 | PASS
EXP61002 | M110 | CW-ARRAY | EXP61002B-1 |  | 40-525 | 40 | 48.3 | 1 | 526.1 | Groove_Thread | TH | TH | [6 empty] | BLACK |  | EE_Deluge_AS 1074_Black | 10609160 | PASS
EXP61002 | M110 | CW-ARRAY | EXP61002B-1 |  | 40-390 | 40 | 48.3 | 1 | 391.1 | Groove_Thread | TH | TH | [6 empty] | BLACK |  | EE_Deluge_AS 1074_Black | 10609195 | PASS
EXP61002 | M110 | CW-ARRAY | EXP61002B-1 |  | 40-390 | 40 | 48.3 | 1 | 391.3 | Groove_Thread | TH | TH | [6 empty] | BLACK |  | EE_Deluge_AS 1074_Black | 10609207 | PASS
EXP61002 | M110 | CW-ARRAY | EXP61002B-1 |  | 40-390 | 40 | 48.3 | 1 | 391.3 | Groove_Thread | TH | TH | [6 empty] | BLACK |  | EE_Deluge_AS 1074_Black | 10609219 | PASS
EXP61002 | M110 | CW-ARRAY | EXP61002B-1 |  | 40-525 | 40 | 48.3 | 1 | 526.3 | Groove_Thread | TH | TH | [6 empty] | BLACK |  | EE_Deluge_AS 1074_Black | 10609231 | PASS
EXP61002 | M110 | CW-ARRAY | EXP61002B-1 |  | 40-525 | 40 | 48.3 | 1 | 526.3 | Groove_Thread | TH | TH | [6 empty] | BLACK |  | EE_Deluge_AS 1074_Black | 10609243 | PASS
EXP61002 | M110 | CW-ARRAY | EXP61002B-2 |  | 40-525 | 40 | 48.3 | 1 | 524.8 | Groove_Thread | TH | TH | [6 empty] | BLACK |  | EE_Deluge_AS 1074_Black | 10609458 | PASS
EXP61002 | M110 | CW-ARRAY | EXP61002B-2 |  | 40-390 | 40 | 48.3 | 1 | 390 | Groove_Thread | TH | TH | [6 empty] | BLACK |  | EE_Deluge_AS 1074_Black | 10609644 | PASS
EXP61002 | M110 | CW-ARRAY | EXP61002B-2 |  | 40-500 | 40 | 48.3 | 1 | 499.9 | Groove_Thread | TH | TH | [6 empty] | BLACK |  | EE_Deluge_AS 1074_Black | 10609716 | PASS
EXP61002 | M110 | CW-ARRAY | EXP61002B-2 |  | 40-525 | 40 | 48.3 | 1 | 525 | Groove_Thread | TH | TH | [6 empty] | BLACK |  | EE_Deluge_AS 1074_Black | 10609728 | PASS
EXP61002 | M110 | CW-ARRAY | EXP61002B-2 |  | 40-390 | 40 | 48.3 | 1 | 390 | Groove_Thread | TH | TH | [6 empty] | BLACK |  | EE_Deluge_AS 1074_Black | 10609754 | PASS
EXP61002 | M110 | CW-ARRAY | EXP61002B-2 |  | 40-390 | 40 | 48.3 | 1 | 390 | Groove_Thread | TH | TH | [6 empty] | BLACK |  | EE_Deluge_AS 1074_Black | 10609837 | PASS
EXP61002 | M110 | CW-ARRAY | EXP61002B-2 |  | 65-5295 | 65 | 76.1 | 1 | 5295 | STD 2 PAP RANGE | RG | BE | 150 | 40B | 5250 | 40B |  |  | BLACK |  | EE_Deluge_AS 1074_Black | 10622661 | PASS
EXP61002 | M110 | CW-ARRAY | EXP61002B-2 |  | 40-435 | 40 | 48.3 | 1 | 435 | Groove_Thread | TH | TH | [6 empty] | BLACK |  | EE_Deluge_AS 1074_Black | 10622673 | PASS
EXP61002 | M110 | CW-ARRAY | EXP61002B-2 |  | 40-435 | 40 | 48.3 | 1 | 435 | Groove_Thread | TH | TH | [6 empty] | BLACK |  | EE_Deluge_AS 1074_Black | 10622683 | PASS
EXP61002 | M110 | CW-ARRAY | EXP61002B-2 |  | 65-4730 | 65 | 76.1 | 1 | 4730 | STD 1 PAP RANGE | RG | BE | 4685 | 40B |  |  |  |  | BLACK |  | EE_Deluge_AS 1074_Black | 10622689 | PASS
EXP61002 | M110 | CW-ARRAY | EXP61002B-2 |  | 150-900 | 150 | 165.1 | 1 | 900 | STD ARRAY TEE | RG | RG | 150 | 65LR |  |  |  |  | BLACK |  | EE_Deluge_AS 1074_Black | 10622699 | PASS
EXP61002 | M110 | CW-ARRAY | EXP61002B-2 |  | 150-325 | 150 | 165.1 | 1 | 322.6 | Groove_Thread | RG | RG | [6 empty] | BLACK |  | EE_Deluge_AS 1074_Black | 10623251 | PASS
EXP61002 | M110 | CW-ARRAY | EXP61002B-1 |  | 150-900 | 150 | 165.1 | 1 | 900 | STD ARRAY TEE | RG | RG | 150 | 65LR |  |  |  |  | BLACK |  | EE_Deluge_AS 1074_Black | 10624902 | PASS
EXP61002 | M110 | CW-ARRAY | EXP61002B-1 |  | 150-300 | 150 | 165.1 | 1 | 300.1 | Groove_Thread | RG | RG | [6 empty] | BLACK |  | EE_Deluge_AS 1074_Black | 10624952 | PASS
EXP61002 | M110 | CW-ARRAY | EXP61002A-2 |  | 150-900 | 150 | 165.1 | 1 | 900 | STD ARRAY TEE | RG | RG | 150 | 65LR |  |  |  |  | BLACK |  | EE_Deluge_AS 1074_Black | 10625448 | PASS
EXP61002 | M110 | CW-ARRAY | EXP61002A-2 |  | 150-270 | 150 | 165.1 | 1 | 270.8 | Groove_Thread | RG | RG | [6 empty] | BLACK |  | EE_Deluge_AS 1074_Black | 10625893 | PASS
EXP61002 | M111 | CW-ARRAY | EXP61102A-1 |  | 150-4190 | 150 | 165.1 | 1 | 4191.4 | Groove_Thread | RG | RG | [6 empty] | BLACK |  | EE_Deluge_AS 1074_Black | 11667025 | PASS
EXP61002 | M111 | CW-ARRAY | EXP61102A-1 |  | 65-5295 | 65 | 76.1 | 1 | 5295.4 | STD 2 PAP RANGE | RG | BE | 150 | 40B | 5250 | 40B |  |  | BLACK |  | EE_Deluge_AS 1074_Black | 11667041 | PASS
EXP61002 | M111 | CW-ARRAY | EXP61102A-1 |  | 150-900 | 150 | 165.1 | 1 | 900 | STD ARRAY TEE | RG | RG | 150 | 65LR |  |  |  |  | BLACK |  | EE_Deluge_AS 1074_Black | 11667045 | PASS
EXP61002 | M111 | CW-ARRAY | EXP61102A-1 |  | 65-4730 | 65 | 76.1 | 1 | 4730.5 | STD 1 PAP RANGE | RG | BE | 4685 | 40B |  |  |  |  | BLACK |  | EE_Deluge_AS 1074_Black | 11667061 | PASS
EXP61002 | M111 | CW-ARRAY | EXP61102A-1 |  | 65-5295 | 65 | 76.1 | 1 | 5295.3 | STD 2 PAP RANGE | RG | BE | 150 | 40B | 5250 | 40B |  |  | BLACK |  | EE_Deluge_AS 1074_Black | 11667085 | PASS
EXP61002 | M111 | CW-ARRAY | EXP61102A-1 |  | 150-900 | 150 | 165.1 | 1 | 900 | STD ARRAY TEE | RG | RG | 150 | 65LR |  |  |  |  | BLACK |  | EE_Deluge_AS 1074_Black | 11667089 | PASS
EXP61002 | M111 | CW-ARRAY | EXP61102A-1 |  | 65-4730 | 65 | 76.1 | 1 | 4730.5 | STD 1 PAP RANGE | RG | BE | 4685 | 40B |  |  |  |  | BLACK |  | EE_Deluge_AS 1074_Black | 11667102 | PASS
EXP61002 | M111 | CW-ARRAY | EXP61102A-1 |  | 65-5295 | 65 | 76.1 | 1 | 5295 | STD 2 PAP RANGE | RG | BE | 150 | 40B | 5250 | 40B |  |  | BLACK |  | EE_Deluge_AS 1074_Black | 11667126 | PASS
EXP61002 | M111 | CW-ARRAY | EXP61102A-1 |  | 150-1995 | 150 | 165.1 | 1 | 1995.7 | Groove_Thread | RG | RG | [6 empty] | BLACK |  | EE_Deluge_AS 1074_Black | 11667130 | PASS
EXP61002 | M111 | CW-ARRAY | EXP61102A-1 |  | 40-455 | 40 | 48.3 | 1 | 455 | Groove_Thread | TH | TH | [6 empty] | BLACK |  | EE_Deluge_AS 1074_Black | 11667144 | PASS
EXP61002 | M111 | CW-ARRAY | EXP61102A-1 |  | 40-455 | 40 | 48.3 | 1 | 455 | Groove_Thread | TH | TH | [6 empty] | BLACK |  | EE_Deluge_AS 1074_Black | 11667149 | PASS
EXP61002 | M111 | CW-ARRAY | EXP61102A-1 |  | 65-4730 | 65 | 76.1 | 1 | 4730.6 | STD 1 PAP RANGE | RG | BE | 4685 | 40B |  |  |  |  | BLACK |  | EE_Deluge_AS 1074_Black | 11667155 | PASS
EXP61002 | M111 | CW-DISTRIBUTION | EXP61102A |  | 150-1960 | 150 | 165.1 | 1 | 1958.6 | Groove_Thread | RG | RG | [6 empty] | BLACK |  | EE_Deluge_AS 1074_Black_Coupling 177N | 11667185 | PASS
EXP61002 | M111 | CW-DISTRIBUTION | EXP61102A |  | 150-6500 | 150 | 165.1 | 1 | 6500 | Groove_Thread | RG | RG | [6 empty] | BLACK |  | EE_Deluge_AS 1074_Black_Coupling 177N | 11667187 | PASS
EXP61002 | M111 | CW-ARRAY | EXP61102A-1 |  | 150-900 | 150 | 165.1 | 1 | 900 | STD ARRAY TEE | RG | RG | 150 | 65LR |  |  |  |  | BLACK |  | EE_Deluge_AS 1074_Black | 11821529 | PASS
EXP61002 | M111 | CW-ARRAY | EXP61102A-2 |  | 150-900 | 150 | 165.1 | 1 | 900 | STD ARRAY TEE | RG | RG | 150 | 65LR |  |  |  |  | BLACK |  | EE_Deluge_AS 1074_Black | 11821543 | PASS
EXP61002 | M111 | CW-ARRAY | EXP61102B |  | 150-900 | 150 | 165.1 | 1 | 900 | STD ARRAY TEE | RG | RG | 150 | 65LR |  |  |  |  | BLACK |  | EE_Deluge_AS 1074_Black | 11821556 | PASS
EXP61002 | M110 | CW-ARRAY | EXP61002A-1 |  | 150-775 | 150 | 165.1 | 1 | 775.7 | Groove_Thread | RG | RG | [6 empty] | BLACK |  | EE_Deluge_AS 1074_Black | 11821562 | PASS
EXP61002 | M110 | CW-ARRAY | EXP61002A-2 |  | 150-795 | 150 | 165.1 | 1 | 794.1 | Groove_Thread | RG | RG | [6 empty] | BLACK |  | EE_Deluge_AS 1074_Black | 11821586 | PASS
EXP61002 | M110 | CW-ARRAY | EXP61002B-1 |  | 150-770 | 150 | 165.1 | 1 | 767.7 | Groove_Thread | RG | RG | [6 empty] | BLACK |  | EE_Deluge_AS 1074_Black | 11821617 | PASS
EXP61002 | M110 | CW-ARRAY | EXP61002B-2 |  | 150-750 | 150 | 165.1 | 1 | 751.4 | Groove_Thread | RG | RG | [6 empty] | BLACK |  | EE_Deluge_AS 1074_Black | 11821872 | PASS
EXP61002 | M110 | CW-ARRAY | EXP61002A-1 |  | 150-900 | 150 | 165.1 | 1 | 900 | STD ARRAY TEE | RG | RG | 150 | 65LR |  |  |  |  | BLACK |  | EE_Deluge_AS 1074_Black | 12000781 | PASS
EXP61002 | M111 | CW-ARRAY | EXP61102A-2 |  | 40-325 | 40 | 48.3 | 1 | 325 | Groove_Thread | TH | TH | [6 empty] | BLACK |  | EE_Deluge_AS 1074_Black | 13296299 | PASS
EXP61002 | M111 | CW-ARRAY | EXP61102B |  | 40-175 | 40 | 48.3 | 1 | 175 | Groove_Thread | TH | TH | [6 empty] | BLACK |  | EE_Deluge_AS 1074_Black | 13378653 | PASS
EXP61002 | M110-M111 | CP-INTERNAL | EXP61002 |  | 150-3355 | 150 | 165.1 | 1 | 3356.2 | Groove_Thread | RG | RG | [6 empty] | GAL |  | EE_Deluge_AS 1074_Gal | 14475668 | FAIL: cần 'EXP61102', có 'EXP61002'
EXP61002 | M110-M111 | CP-INTERNAL | EXP61002 |  | 150-2905 | 150 | 165.1 | 1 | 2906 | Groove_Thread | RG | RG | [6 empty] | GAL |  | EE_Deluge_AS 1074_Gal | 14475743 | FAIL: cần 'EXP61102', có 'EXP61002'
EXP61002 | M110-M111 | CP-INTERNAL | EXP61002 |  | 150-3360 | 150 | 165.1 | 1 | 3358.2 | Groove_Thread | RG | RG | [6 empty] | GAL |  | EE_Deluge_AS 1074_Gal | 14477327 | FAIL: cần 'EXP61102', có 'EXP61002'
EXP61002 | M110-M111 | CP-INTERNAL | EXP61002 |  | 150-2905 | 150 | 165.1 | 1 | 2906.8 | Groove_Thread | RG | RG | [6 empty] | GAL |  | EE_Deluge_AS 1074_Gal | 14477393 | FAIL: cần 'EXP61102', có 'EXP61002'
EXP61002 | M110 | CW-ARRAY | EXP61002A-2 |  | 65-650 | 65 | 76.1 | 1 | 651.2 | Fabrication | RG | BE | 605 | 40B |  |  |  |  | BLACK |  | EE_Deluge_AS 1074_Black | 17050915 | PASS
EXP61002 | M110 | CW-ARRAY | EXP61002A-2 |  | 65-530 | 65 | 76.1 | 1 | 530 | Groove_Thread | RG | RG | [6 empty] | BLACK |  | EE_Deluge_AS 1074_Black | 17050919 | PASS
EXP61002 | M110 | CW-ARRAY | EXP61002A-2 |  | 65-4485 | 65 | 76.1 | 1 | 4485.5 | Groove_Thread | RG | RG | 150 | 40B |  |  |  |  | BLACK |  | EE_Deluge_AS 1074_Black | 17050942 | PASS
EXP61002 | M110 | CW-ARRAY | EXP61002A-2 |  | 40-390 | 40 | 48.3 | 1 | 387.6 | Groove_Thread | TH | TH | [6 empty] | BLACK |  | EE_Deluge_AS 1074_Black | 17050944 | PASS
EXP61002 | M110 | CW-ARRAY | EXP61002A-2 |  | 65-650 | 65 | 76.1 | 1 | 651.8 | Fabrication | RG | BE | 605 | 40B |  |  |  |  | BLACK |  | EE_Deluge_AS 1074_Black | 17050958 | PASS
EXP61002 | M110 | CW-ARRAY | EXP61002A-2 |  | 65-430 | 65 | 76.1 | 1 | 430.5 | Groove_Thread | RG | RG | [6 empty] | BLACK |  | EE_Deluge_AS 1074_Black | 17050962 | PASS
EXP61002 | M110-M111 | CP-INTERNAL | EXP61002 |  | 150-300 | 150 | 168.3 | 1 | 300 | Groove_Thread | RG | RG | [6 empty] | GAL |  | EE_Deluge_Sched 40_Gal | 17422448 | FAIL: cần 'EXP61102', có 'EXP61002'
EXP61002 | M110-M111 | CP-INTERNAL | EXP61002 |  | 150-300 | 150 | 168.3 | 1 | 300 | Groove_Thread | RG | RG | [6 empty] | GAL |  | EE_Deluge_Sched 40_Gal | 17422461 | FAIL: cần 'EXP61102', có 'EXP61002'
EXP61002 | M110-M111 | CP-INTERNAL | EXP61002 |  | 150-300 | 150 | 168.3 | 1 | 300 | Groove_Thread | RG | RG | [6 empty] | GAL |  | EE_Deluge_Sched 40_Gal | 17422474 | FAIL: cần 'EXP61102', có 'EXP61002'
EXP61002 | M110-M111 | CP-INTERNAL | EXP61002 |  | 150-300 | 150 | 168.3 | 1 | 300 | Groove_Thread | RG | RG | [6 empty] | GAL |  | EE_Deluge_Sched 40_Gal | 17422487 | FAIL: cần 'EXP61102', có 'EXP61002'
Total | [7 empty] | 190 | [14 empty] | SKIP: Thiếu dữ liệu

## Pipe Fitting Schedule
EE_Cross Passage | EE_Location and Lanes | EE_System Type | EE_Array Number | EE_Stock Code | EE_Item Description | Size | Outside Diameter | Qty | Length | EE_FAB Pipe | EE_PIPE END-1 | EE_PIPE END-2 | EE_Run Dim 1 | EE_Pap 1 | EE_Run Dim 2 | EE_Pap 2 | EE_Run Dim 3 | EE_Pap 3 | EE_Pipe Treatment | Family | Type | ID | Array_Number_Check
EXP61002 | M110-M111 | CP-INTERNAL | EXP61002 |  | VIC FP 90 DEG ELBOW No 001 | 150x150 | 165.1 | 1 | [10 empty] | GAL | Victaulic-FP-Elbow No 001-003 | Standard | 2370671 | FAIL: cần 'EXP61102', có 'EXP61002'
EXP61002 | M110-M111 | CP-INTERNAL | EXP61002 |  | VIC FP COUPLING STYLE 009N (RIGID) | 150x150 | 165.1 | 1 | [10 empty] | GAL | Victaulic-FP-FireLock EZ Rigid Coupling Style 009N_Union | Standard | 2370681 | FAIL: cần 'EXP61102', có 'EXP61002'
EXP61002 | M110-M111 | CP-INTERNAL | EXP61002 |  | VIC FP COUPLING STYLE 009N (RIGID) | 150x150 | 165.1 | 1 | [10 empty] | GAL | Victaulic-FP-FireLock EZ Rigid Coupling Style 009N_Union | Standard | 2370689 | FAIL: cần 'EXP61102', có 'EXP61002'
EXP61002 | M110-M111 | CP-INTERNAL | EXP61002 |  | VIC FP COUPLING STYLE 009N (RIGID) | 150x150 | 165.1 | 1 | [10 empty] | GAL | Victaulic-FP-FireLock EZ Rigid Coupling Style 009N_Union | Standard | 2370693 | FAIL: cần 'EXP61102', có 'EXP61002'
EXP61002 | M110-M111 | CP-INTERNAL | EXP61002 |  | VIC FP COUPLING STYLE 009N (RIGID) | 150x150 | 165.1 | 1 | [10 empty] | GAL | Victaulic-FP-FireLock EZ Rigid Coupling Style 009N_Union | Standard | 2370697 | FAIL: cần 'EXP61102', có 'EXP61002'
EXP61002 | M110-M111 | CP-INTERNAL | EXP61002 |  | VIC FP 90 DEG ELBOW No 001 | 150x150 | 165.1 | 1 | [10 empty] | GAL | Victaulic-FP-Elbow No 001-003 | Standard | 2370784 | FAIL: cần 'EXP61102', có 'EXP61002'
EXP61002 | M110-M111 | CP-INTERNAL | EXP61002 |  | VIC FP 90 DEG ELBOW No 001 | 150x150 | 165.1 | 1 | [10 empty] | GAL | Victaulic-FP-Elbow No 001-003 | Standard | 2370790 | FAIL: cần 'EXP61102', có 'EXP61002'
EXP61002 | M110-M111 | CP-INTERNAL | EXP61002 |  | VIC FP 90 DEG ELBOW No 001 | 150x150 | 165.1 | 1 | [10 empty] | GAL | Victaulic-FP-Elbow No 001-003 | Standard | 2370792 | FAIL: cần 'EXP61102', có 'EXP61002'
EXP61002 | M110-M111 | CP-INTERNAL | EXP61002 |  | VIC FP COUPLING STYLE 009N (RIGID) | 150x150 | 165.1 | 1 | [10 empty] | GAL | Victaulic-FP-FireLock EZ Rigid Coupling Style 009N_Union | Standard | 2370794 | FAIL: cần 'EXP61102', có 'EXP61002'
EXP61002 | M110-M111 | CP-INTERNAL | EXP61002 |  | VIC FP COUPLING STYLE 009N (RIGID) | 150x150 | 165.1 | 1 | [10 empty] | GAL | Victaulic-FP-FireLock EZ Rigid Coupling Style 009N_Union | Standard | 2370802 | FAIL: cần 'EXP61102', có 'EXP61002'
EXP61002 | M110-M111 | CP-INTERNAL | EXP61002 |  | VIC FP COUPLING STYLE 009N (RIGID) | 150x150 | 165.1 | 1 | [10 empty] | GAL | Victaulic-FP-FireLock EZ Rigid Coupling Style 009N_Union | Standard | 2370808 | FAIL: cần 'EXP61102', có 'EXP61002'
EXP61002 | M110 | CW-DISTRIBUTION | EXP61002A |  | VIC FP 90 DEG ELBOW No 001 | 150x150 | 165.1 | 1 | [10 empty] | BLACK | Victaulic-FP-Elbow No 001-003 | Standard | 2416887 | PASS
EXP61002 | M110 | CW-DISTRIBUTION | EXP61002A |  | VIC QUICKVIC COUPLING STYLE 177N (FLEX) | 150x150 | 165.1 | 1 | [10 empty] | BLACK | Victaulic-IPS-QuickVic Flexible Coupling Style 177_Union | Standard | 2416891 | PASS
EXP61002 | M110 | CW-DISTRIBUTION | EXP61002B |  | VIC QUICKVIC COUPLING STYLE 177N (FLEX) | 150x150 | 165.1 | 1 | [10 empty] | BLACK | Victaulic-IPS-QuickVic Flexible Coupling Style 177_Union | Standard | 2416903 | PASS
EXP61002 | M110 | CW-DISTRIBUTION | EXP61002B |  | VIC FP 90 DEG ELBOW No 001 | 150x150 | 165.1 | 1 | [10 empty] | BLACK | Victaulic-FP-Elbow No 001-003 | Standard | 2416905 | PASS
EXP61002 | M110 | CW-DISTRIBUTION | EXP61002B |  | VIC QUICKVIC COUPLING STYLE 177N (FLEX) | 150x150 | 165.1 | 1 | [10 empty] | BLACK | Victaulic-IPS-QuickVic Flexible Coupling Style 177_Union | Standard | 2416907 | PASS
EXP61002 | M111 | CW-DISTRIBUTION | EXP61102A |  | VIC FP 90 DEG ELBOW No 001 | 150x150 | 165.1 | 1 | [10 empty] | BLACK | Victaulic-FP-Elbow No 001-003 | Standard | 2416925 | PASS
EXP61002 | M111 | CW-DISTRIBUTION | EXP61102A |  | VIC QUICKVIC COUPLING STYLE 177N (FLEX) | 150x150 | 165.1 | 1 | [10 empty] | BLACK | Victaulic-IPS-QuickVic Flexible Coupling Style 177_Union | Standard | 2416927 | PASS
EXP61002 | M111 | CW-DISTRIBUTION | EXP61102A |  | VIC QUICKVIC COUPLING STYLE 177N (FLEX) | 150x150 | 165.1 | 1 | [10 empty] | BLACK | Victaulic-IPS-QuickVic Flexible Coupling Style 177_Union | Standard | 2416929 | PASS
EXP61002 | M111 | CW-DISTRIBUTION | EXP61102B |  | VIC FP 90 DEG ELBOW No 001 | 150x150 | 165.1 | 1 | [10 empty] | BLACK | Victaulic-FP-Elbow No 001-003 | Standard | 2416935 | PASS
EXP61002 | M111 | CW-DISTRIBUTION | EXP61102B |  | VIC QUICKVIC COUPLING STYLE 177N (FLEX) | 150x150 | 165.1 | 1 | [10 empty] | BLACK | Victaulic-IPS-QuickVic Flexible Coupling Style 177_Union | Standard | 2416937 | PASS
EXP61002 | M111 | CW-DISTRIBUTION | EXP61102B |  | VIC QUICKVIC COUPLING STYLE 177N (FLEX) | 150x150 | 165.1 | 1 | [10 empty] | BLACK | Victaulic-IPS-QuickVic Flexible Coupling Style 177_Union | Standard | 2416945 | PASS
EXP61002 | M110 | CW-DISTRIBUTION | EXP61002A |  | VIC FP TEE No 002 | 150x150x150 | 165.1 | 1 | [10 empty] | BLACK | Victaulic-FP-Tee No 002 | Standard | 2416975 | PASS
EXP61002 | M110 | CW-ARRAY | EXP61002A-2 |  | VIC FP 90 DEG ELBOW No 001 | 150x150 | 165.1 | 1 | [10 empty] | BLACK | Victaulic-FP-Elbow No 001-003 | Standard | 2416977 | PASS
EXP61002 | M110 | CW-ARRAY | EXP61002A-2 |  | BUTTWELD CAP END | 65 | 76.1 | 1 | [10 empty] | BLACK | Pipe Fitting - Butt-Welded Cap End | Standard | 2416997 | PASS
EXP61002 | M110 | CW-ARRAY | EXP61002A-2 |  | VIC FP COUPLING STYLE 009N (RIGID) | 150x150 | 165.1 | 1 | [10 empty] | BLACK | Victaulic-FP-FireLock EZ Rigid Coupling Style 009N_Union | Standard | 2417003 | PASS
EXP61002 | M110 | CW-ARRAY | EXP61002A-2 |  | VIC FP COUPLING STYLE 009N (RIGID) | 150x150 | 165.1 | 1 | [10 empty] | BLACK | Victaulic-FP-FireLock EZ Rigid Coupling Style 009N_Union | Standard | 2417007 | PASS
EXP61002 | M110 | CW-ARRAY | EXP61002A-2 |  | BUTTWELD CAP END | 65 | 76.1 | 1 | [10 empty] | BLACK | Pipe Fitting - Butt-Welded Cap End | Standard | 2417038 | PASS
EXP61002 | M110 | CW-ARRAY | EXP61002A-2 |  | BUTTWELD CAP END | 65 | 76.1 | 1 | [10 empty] | BLACK | Pipe Fitting - Butt-Welded Cap End | Standard | 2417068 | PASS
EXP61002 | M110 | CW-ARRAY | EXP61002A-2 |  | VIC FP COUPLING STYLE 009N (RIGID) | 150x150 | 165.1 | 1 | [10 empty] | BLACK | Victaulic-FP-FireLock EZ Rigid Coupling Style 009N_Union | Standard | 2417074 | PASS
EXP61002 | M110 | CW-ARRAY | EXP61002A-2 |  | BUTTWELD CAP END | 65 | 76.1 | 1 | [10 empty] | BLACK | Pipe Fitting - Butt-Welded Cap End | Standard | 2417124 | PASS
EXP61002 | M110 | CW-ARRAY | EXP61002A-2 |  | VIC FP COUPLING STYLE 009N (RIGID) | 150x150 | 165.1 | 1 | [10 empty] | BLACK | Victaulic-FP-FireLock EZ Rigid Coupling Style 009N_Union | Standard | 2417130 | PASS
EXP61002 | M110 | CW-ARRAY | EXP61002A-2 |  | VIC FP COUPLING STYLE 009N (RIGID) | 150x150 | 165.1 | 1 | [10 empty] | BLACK | Victaulic-FP-FireLock EZ Rigid Coupling Style 009N_Union | Standard | 2417158 | PASS
EXP61002 | M110 | CW-ARRAY | EXP61002A-1 |  | BUTTWELD CAP END | 65 | 76.1 | 1 | [10 empty] | BLACK | Pipe Fitting - Butt-Welded Cap End | Standard | 2417190 | PASS
EXP61002 | M110 | CW-ARRAY | EXP61002A-1 |  | VIC FP COUPLING STYLE 009N (RIGID) | 150x150 | 165.1 | 1 | [10 empty] | BLACK | Victaulic-FP-FireLock EZ Rigid Coupling Style 009N_Union | Standard | 2417196 | PASS
EXP61002 | M110 | CW-ARRAY | EXP61002A-1 |  | VIC FP COUPLING STYLE 009N (RIGID) | 150x150 | 165.1 | 1 | [10 empty] | BLACK | Victaulic-FP-FireLock EZ Rigid Coupling Style 009N_Union | Standard | 2417200 | PASS
EXP61002 | M110 | CW-ARRAY | EXP61002A-1 |  | BUTTWELD CAP END | 65 | 76.1 | 1 | [10 empty] | BLACK | Pipe Fitting - Butt-Welded Cap End | Standard | 2417228 | PASS
EXP61002 | M110 | CW-ARRAY | EXP61002A-1 |  | BUTTWELD CAP END | 65 | 76.1 | 1 | [10 empty] | BLACK | Pipe Fitting - Butt-Welded Cap End | Standard | 2417258 | PASS
EXP61002 | M110 | CW-ARRAY | EXP61002A-1 |  | VIC FP COUPLING STYLE 009N (RIGID) | 150x150 | 165.1 | 1 | [10 empty] | BLACK | Victaulic-FP-FireLock EZ Rigid Coupling Style 009N_Union | Standard | 2417264 | PASS
EXP61002 | M110 | CW-ARRAY | EXP61002A-1 |  | BUTTWELD CAP END | 65 | 76.1 | 1 | [10 empty] | BLACK | Pipe Fitting - Butt-Welded Cap End | Standard | 2417286 | PASS
EXP61002 | M110 | CW-ARRAY | EXP61002A-1 |  | BUTTWELD CAP END | 65 | 76.1 | 1 | [10 empty] | BLACK | Pipe Fitting - Butt-Welded Cap End | Standard | 2417314 | PASS
EXP61002 | M110 | CW-ARRAY | EXP61002A-1 |  | VIC FP COUPLING STYLE 009N (RIGID) | 150x150 | 165.1 | 1 | [10 empty] | BLACK | Victaulic-FP-FireLock EZ Rigid Coupling Style 009N_Union | Standard | 2417320 | PASS
EXP61002 | M110 | CW-ARRAY | EXP61002A-1 |  | BUTTWELD CAP END | 65 | 76.1 | 1 | [10 empty] | BLACK | Pipe Fitting - Butt-Welded Cap End | Standard | 2417336 | PASS
EXP61002 | M110 | CW-ARRAY | EXP61002A-1 |  | VIC FP COUPLING STYLE 009N (RIGID) | 150x150 | 165.1 | 1 | [10 empty] | BLACK | Victaulic-FP-FireLock EZ Rigid Coupling Style 009N_Union | Standard | 2417348 | PASS
EXP61002 | M110 | CW-ARRAY | EXP61002A-2 |  | BUTTWELD CAP END | 65 | 76.1 | 1 | [10 empty] | BLACK | Pipe Fitting - Butt-Welded Cap End | Standard | 2417380 | PASS
EXP61002 | M110 | CW-ARRAY | EXP61002A-2 |  | VIC FP COUPLING STYLE 009N (RIGID) | 150x150 | 165.1 | 1 | [10 empty] | BLACK | Victaulic-FP-FireLock EZ Rigid Coupling Style 009N_Union | Standard | 2417386 | PASS
EXP61002 | M110 | CW-ARRAY | EXP61002A-2 |  | VIC FP COUPLING STYLE 009N (RIGID) | 150x150 | 165.1 | 1 | [10 empty] | BLACK | Victaulic-FP-FireLock EZ Rigid Coupling Style 009N_Union | Standard | 2417420 | PASS
EXP61002 | M110 | CW-DISTRIBUTION | EXP61002A |  | VIC QUICKVIC COUPLING STYLE 177N (FLEX) | 150x150 | 165.1 | 1 | [10 empty] | BLACK | Victaulic-IPS-QuickVic Flexible Coupling Style 177_Union | Standard | 2417479 | PASS
EXP61002 | M110 | CW-DISTRIBUTION | EXP61002A |  | VIC QUICKVIC COUPLING STYLE 177N (FLEX) | 150x150 | 165.1 | 1 | [10 empty] | BLACK | Victaulic-IPS-QuickVic Flexible Coupling Style 177_Union | Standard | 2417487 | PASS
EXP61002 | M110 | CW-DISTRIBUTION | EXP61002A |  | VIC QUICKVIC COUPLING STYLE 177N (FLEX) | 150x150 | 165.1 | 1 | [10 empty] | BLACK | Victaulic-IPS-QuickVic Flexible Coupling Style 177_Union | Standard | 2417495 | PASS
EXP61002 | M110 | CW-DISTRIBUTION | EXP61002A |  | VIC QUICKVIC COUPLING STYLE 177N (FLEX) | 150x150 | 165.1 | 1 | [10 empty] | BLACK | Victaulic-IPS-QuickVic Flexible Coupling Style 177_Union | Standard | 2417497 | PASS
EXP61002 | M110 | CW-DISTRIBUTION | EXP61002B |  | VIC FP 90 DEG ELBOW No 001 | 150x150 | 165.1 | 1 | [10 empty] | BLACK | Victaulic-FP-Elbow No 001-003 | Standard | 2417523 | PASS
EXP61002 | M110 | CW-DISTRIBUTION | EXP61002B |  | VIC FP TEE No 002 | 150x150x150 | 165.1 | 1 | [10 empty] | BLACK | Victaulic-FP-Tee No 002 | Standard | 2417529 | PASS
EXP61002 | M110 | CW-ARRAY | EXP61002B-1 |  | VIC FP 90 DEG ELBOW No 001 | 150x150 | 165.1 | 1 | [10 empty] | BLACK | Victaulic-FP-Elbow No 001-003 | Standard | 2417531 | PASS
EXP61002 | M110 | CW-ARRAY | EXP61002B-1 |  | VIC FP COUPLING STYLE 009N (RIGID) | 150x150 | 165.1 | 1 | [10 empty] | BLACK | Victaulic-FP-FireLock EZ Rigid Coupling Style 009N_Union | Standard | 2417537 | PASS
EXP61002 | M110 | CW-DISTRIBUTION | EXP61002B |  | VIC QUICKVIC COUPLING STYLE 177N (FLEX) | 150x150 | 165.1 | 1 | [10 empty] | BLACK | Victaulic-IPS-QuickVic Flexible Coupling Style 177_Union | Standard | 2417539 | PASS
EXP61002 | M110 | CW-DISTRIBUTION | EXP61002B |  | VIC QUICKVIC COUPLING STYLE 177N (FLEX) | 150x150 | 165.1 | 1 | [10 empty] | BLACK | Victaulic-IPS-QuickVic Flexible Coupling Style 177_Union | Standard | 2417541 | PASS
EXP61002 | M110 | CW-DISTRIBUTION | EXP61002B |  | VIC QUICKVIC COUPLING STYLE 177N (FLEX) | 150x150 | 165.1 | 1 | [10 empty] | BLACK | Victaulic-IPS-QuickVic Flexible Coupling Style 177_Union | Standard | 2417543 | PASS
EXP61002 | M110 | CW-DISTRIBUTION | EXP61002B |  | VIC QUICKVIC COUPLING STYLE 177N (FLEX) | 150x150 | 165.1 | 1 | [10 empty] | BLACK | Victaulic-IPS-QuickVic Flexible Coupling Style 177_Union | Standard | 2417549 | PASS
EXP61002 | M110 | CW-DISTRIBUTION | EXP61002B |  | VIC QUICKVIC COUPLING STYLE 177N (FLEX) | 150x150 | 165.1 | 1 | [10 empty] | BLACK | Victaulic-IPS-QuickVic Flexible Coupling Style 177_Union | Standard | 2417551 | PASS
EXP61002 | M110 | CW-ARRAY | EXP61002B-1 |  | BUTTWELD CAP END | 65 | 76.1 | 1 | [10 empty] | BLACK | Pipe Fitting - Butt-Welded Cap End | Standard | 2417579 | PASS
EXP61002 | M110 | CW-ARRAY | EXP61002B-1 |  | VIC FP COUPLING STYLE 009N (RIGID) | 150x150 | 165.1 | 1 | [10 empty] | BLACK | Victaulic-FP-FireLock EZ Rigid Coupling Style 009N_Union | Standard | 2417585 | PASS
EXP61002 | M110 | CW-ARRAY | EXP61002B-1 |  | VIC FP COUPLING STYLE 009N (RIGID) | 150x150 | 165.1 | 1 | [10 empty] | BLACK | Victaulic-FP-FireLock EZ Rigid Coupling Style 009N_Union | Standard | 2417589 | PASS
EXP61002 | M110 | CW-ARRAY | EXP61002B-1 |  | BUTTWELD CAP END | 65 | 76.1 | 1 | [10 empty] | BLACK | Pipe Fitting - Butt-Welded Cap End | Standard | 2417620 | PASS
EXP61002 | M110 | CW-ARRAY | EXP61002B-1 |  | BUTTWELD CAP END | 65 | 76.1 | 1 | [10 empty] | BLACK | Pipe Fitting - Butt-Welded Cap End | Standard | 2417650 | PASS
EXP61002 | M110 | CW-ARRAY | EXP61002B-1 |  | VIC FP COUPLING STYLE 009N (RIGID) | 150x150 | 165.1 | 1 | [10 empty] | BLACK | Victaulic-FP-FireLock EZ Rigid Coupling Style 009N_Union | Standard | 2417656 | PASS
EXP61002 | M110 | CW-ARRAY | EXP61002B-1 |  | BUTTWELD CAP END | 65 | 76.1 | 1 | [10 empty] | BLACK | Pipe Fitting - Butt-Welded Cap End | Standard | 2417678 | PASS
EXP61002 | M110 | CW-ARRAY | EXP61002B-1 |  | BUTTWELD CAP END | 65 | 76.1 | 1 | [10 empty] | BLACK | Pipe Fitting - Butt-Welded Cap End | Standard | 2417706 | PASS
EXP61002 | M110 | CW-ARRAY | EXP61002B-1 |  | VIC FP COUPLING STYLE 009N (RIGID) | 150x150 | 165.1 | 1 | [10 empty] | BLACK | Victaulic-FP-FireLock EZ Rigid Coupling Style 009N_Union | Standard | 2417712 | PASS
EXP61002 | M110 | CW-ARRAY | EXP61002B-1 |  | BUTTWELD CAP END | 65 | 76.1 | 1 | [10 empty] | BLACK | Pipe Fitting - Butt-Welded Cap End | Standard | 2417728 | PASS
EXP61002 | M110 | CW-ARRAY | EXP61002B-1 |  | VIC FP COUPLING STYLE 009N (RIGID) | 150x150 | 165.1 | 1 | [10 empty] | BLACK | Victaulic-FP-FireLock EZ Rigid Coupling Style 009N_Union | Standard | 2417740 | PASS
EXP61002 | M110 | CW-ARRAY | EXP61002B-1 |  | BUTTWELD CAP END | 65 | 76.1 | 1 | [10 empty] | BLACK | Pipe Fitting - Butt-Welded Cap End | Standard | 2417770 | PASS
EXP61002 | M110 | CW-ARRAY | EXP61002B-1 |  | BUTTWELD CAP END | 65 | 76.1 | 1 | [10 empty] | BLACK | Pipe Fitting - Butt-Welded Cap End | Standard | 2417796 | PASS
EXP61002 | M110 | CW-ARRAY | EXP61002B-1 |  | VIC FP COUPLING STYLE 009N (RIGID) | 150x150 | 165.1 | 1 | [10 empty] | BLACK | Victaulic-FP-FireLock EZ Rigid Coupling Style 009N_Union | Standard | 2417808 | PASS
EXP61002 | M110 | CW-ARRAY | EXP61002B-2 |  | BUTTWELD CAP END | 65 | 76.1 | 1 | [10 empty] | BLACK | Pipe Fitting - Butt-Welded Cap End | Standard | 2417830 | PASS
EXP61002 | M110 | CW-ARRAY | EXP61002B-2 |  | VIC FP COUPLING STYLE 009N (RIGID) | 150x150 | 165.1 | 1 | [10 empty] | BLACK | Victaulic-FP-FireLock EZ Rigid Coupling Style 009N_Union | Standard | 2417836 | PASS
EXP61002 | M110 | CW-ARRAY | EXP61002B-2 |  | VIC FP COUPLING STYLE 009N (RIGID) | 150x150 | 165.1 | 1 | [10 empty] | BLACK | Victaulic-FP-FireLock EZ Rigid Coupling Style 009N_Union | Standard | 2417840 | PASS
EXP61002 | M110 | CW-ARRAY | EXP61002B-2 |  | BUTTWELD CAP END | 65 | 76.1 | 1 | [10 empty] | BLACK | Pipe Fitting - Butt-Welded Cap End | Standard | 2417871 | PASS
EXP61002 | M110 | CW-ARRAY | EXP61002B-2 |  | BUTTWELD CAP END | 65 | 76.1 | 1 | [10 empty] | BLACK | Pipe Fitting - Butt-Welded Cap End | Standard | 2417901 | PASS
EXP61002 | M110 | CW-ARRAY | EXP61002B-2 |  | VIC FP COUPLING STYLE 009N (RIGID) | 150x150 | 165.1 | 1 | [10 empty] | BLACK | Victaulic-FP-FireLock EZ Rigid Coupling Style 009N_Union | Standard | 2417907 | PASS
EXP61002 | M110 | CW-ARRAY | EXP61002B-2 |  | BUTTWELD CAP END | 65 | 76.1 | 1 | [10 empty] | BLACK | Pipe Fitting - Butt-Welded Cap End | Standard | 2417929 | PASS
EXP61002 | M110 | CW-ARRAY | EXP61002B-2 |  | BUTTWELD CAP END | 65 | 76.1 | 1 | [10 empty] | BLACK | Pipe Fitting - Butt-Welded Cap End | Standard | 2417957 | PASS
EXP61002 | M110 | CW-ARRAY | EXP61002B-2 |  | VIC FP COUPLING STYLE 009N (RIGID) | 150x150 | 165.1 | 1 | [10 empty] | BLACK | Victaulic-FP-FireLock EZ Rigid Coupling Style 009N_Union | Standard | 2417963 | PASS
EXP61002 | M110 | CW-ARRAY | EXP61002B-2 |  | BUTTWELD CAP END | 65 | 76.1 | 1 | [10 empty] | BLACK | Pipe Fitting - Butt-Welded Cap End | Standard | 2417979 | PASS
EXP61002 | M110 | CW-ARRAY | EXP61002B-2 |  | VIC FP COUPLING STYLE 009N (RIGID) | 150x150 | 165.1 | 1 | [10 empty] | BLACK | Victaulic-FP-FireLock EZ Rigid Coupling Style 009N_Union | Standard | 2417991 | PASS
EXP61002 | M110 | CW-ARRAY | EXP61002B-2 |  | VIC FP COUPLING STYLE 009N (RIGID) | 150x150 | 165.1 | 1 | [10 empty] | BLACK | Victaulic-FP-FireLock EZ Rigid Coupling Style 009N_Union | Standard | 2418059 | PASS
EXP61002 | M111 | CW-ARRAY | EXP61102A-2 |  | BUTTWELD CAP END | 65 | 76.1 | 1 | [10 empty] | BLACK | Pipe Fitting - Butt-Welded Cap End | Standard | 2418289 | PASS
EXP61002 | M111 | CW-ARRAY | EXP61102A-2 |  | VIC FP COUPLING STYLE 009N (RIGID) | 150x150 | 165.1 | 1 | [10 empty] | BLACK | Victaulic-FP-FireLock EZ Rigid Coupling Style 009N_Union | Standard | 2418295 | PASS
EXP61002 | M111 | CW-ARRAY | EXP61102A-2 |  | BUTTWELD CAP END | 65 | 76.1 | 1 | [10 empty] | BLACK | Pipe Fitting - Butt-Welded Cap End | Standard | 2418317 | PASS
EXP61002 | M111 | CW-ARRAY | EXP61102A-2 |  | BUTTWELD CAP END | 65 | 76.1 | 1 | [10 empty] | BLACK | Pipe Fitting - Butt-Welded Cap End | Standard | 2418345 | PASS
EXP61002 | M111 | CW-ARRAY | EXP61102A-2 |  | VIC FP COUPLING STYLE 009N (RIGID) | 150x150 | 165.1 | 1 | [10 empty] | BLACK | Victaulic-FP-FireLock EZ Rigid Coupling Style 009N_Union | Standard | 2418351 | PASS
EXP61002 | M111 | CW-ARRAY | EXP61102A-2 |  | BUTTWELD CAP END | 65 | 76.1 | 1 | [10 empty] | BLACK | Pipe Fitting - Butt-Welded Cap End | Standard | 2418367 | PASS
EXP61002 | M111 | CW-ARRAY | EXP61102A-2 |  | VIC FP COUPLING STYLE 009N (RIGID) | 150x150 | 165.1 | 1 | [10 empty] | BLACK | Victaulic-FP-FireLock EZ Rigid Coupling Style 009N_Union | Standard | 2418379 | PASS
EXP61002 | M111 | CW-ARRAY | EXP61102A-2 |  | BUTTWELD CAP END | 65 | 76.1 | 1 | [10 empty] | BLACK | Pipe Fitting - Butt-Welded Cap End | Standard | 2418401 | PASS
EXP61002 | M111 | CW-ARRAY | EXP61102A-2 |  | BUTTWELD CAP END | 65 | 76.1 | 1 | [10 empty] | BLACK | Pipe Fitting - Butt-Welded Cap End | Standard | 2418426 | PASS
EXP61002 | M111 | CW-ARRAY | EXP61102A-2 |  | VIC FP COUPLING STYLE 009N (RIGID) | 150x150 | 165.1 | 1 | [10 empty] | BLACK | Victaulic-FP-FireLock EZ Rigid Coupling Style 009N_Union | Standard | 2418438 | PASS
EXP61002 | M111 | CW-DISTRIBUTION | EXP61102A |  | VIC FP TEE No 002 | 150x150x150 | 165.1 | 1 | [10 empty] | BLACK | Victaulic-FP-Tee No 002 | Standard | 2418448 | PASS
EXP61002 | M111 | CW-ARRAY | EXP61102A-2 |  | VIC FP 90 DEG ELBOW No 001 | 150x150 | 165.1 | 1 | [10 empty] | BLACK | Victaulic-FP-Elbow No 001-003 | Standard | 2418450 | PASS
EXP61002 | M111 | CW-ARRAY | EXP61102A-2 |  | VIC FP COUPLING STYLE 009N (RIGID) | 150x150 | 165.1 | 1 | [10 empty] | BLACK | Victaulic-FP-FireLock EZ Rigid Coupling Style 009N_Union | Standard | 2418452 | PASS
EXP61002 | M111 | CW-ARRAY | EXP61102A-2 |  | VIC FP COUPLING STYLE 009N (RIGID) | 150x150 | 165.1 | 1 | [10 empty] | BLACK | Victaulic-FP-FireLock EZ Rigid Coupling Style 009N_Union | Standard | 2418456 | PASS
EXP61002 | M111 | CW-DISTRIBUTION | EXP61102A |  | VIC QUICKVIC COUPLING STYLE 177N (FLEX) | 150x150 | 165.1 | 1 | [10 empty] | BLACK | Victaulic-IPS-QuickVic Flexible Coupling Style 177_Union | Standard | 2418458 | PASS
EXP61002 | M111 | CW-DISTRIBUTION | EXP61102A |  | VIC QUICKVIC COUPLING STYLE 177N (FLEX) | 150x150 | 165.1 | 1 | [10 empty] | BLACK | Victaulic-IPS-QuickVic Flexible Coupling Style 177_Union | Standard | 2418462 | PASS
EXP61002 | M111 | CW-DISTRIBUTION | EXP61102A |  | VIC QUICKVIC COUPLING STYLE 177N (FLEX) | 150x150 | 165.1 | 1 | [10 empty] | BLACK | Victaulic-IPS-QuickVic Flexible Coupling Style 177_Union | Standard | 2418466 | PASS
EXP61002 | M111 | CW-DISTRIBUTION | EXP61102B |  | VIC QUICKVIC COUPLING STYLE 177N (FLEX) | 150x150 | 165.1 | 1 | [10 empty] | BLACK | Victaulic-IPS-QuickVic Flexible Coupling Style 177_Union | Standard | 2418506 | PASS
EXP61002 | M110 | CW-ARRAY | EXP61002B-2 |  | VIC FP CAP No 006 | 150 | 165.1 | 1 | [10 empty] | BLACK | Victaulic-FP-Cap No 006 | Standard | 2423873 | PASS
EXP61002 | M110 | CW-ARRAY | EXP61002B-1 |  | VIC FP CAP No 006 | 150 | 165.1 | 1 | [10 empty] | BLACK | Victaulic-FP-Cap No 006 | Standard | 2423876 | PASS
EXP61002 | M110 | CW-ARRAY | EXP61002A-2 |  | VIC FP CAP No 006 | 150 | 165.1 | 1 | [10 empty] | BLACK | Victaulic-FP-Cap No 006 | Standard | 2423878 | PASS
EXP61002 | M110 | CW-ARRAY | EXP61002A-1 |  | VIC FP CAP No 006 | 150 | 165.1 | 1 | [10 empty] | BLACK | Victaulic-FP-Cap No 006 | Standard | 2423880 | PASS
EXP61002 | M111 | CW-ARRAY | EXP61102A-2 |  | VIC FP CAP No 006 | 150 | 165.1 | 1 | [10 empty] | BLACK | Victaulic-FP-Cap No 006 | Standard | 2423884 | PASS
EXP61002 | M111 | CW-ARRAY | EXP61102B |  | VIC FP 90 DEG ELBOW No 001 | 150x150 | 165.1 | 1 | [10 empty] | BLACK | Victaulic-FP-Elbow No 001-003 | Standard | 2425292 | PASS
EXP61002 | M111 | CW-ARRAY | EXP61102B |  | VIC FP COUPLING STYLE 009N (RIGID) | 150x150 | 165.1 | 1 | [10 empty] | BLACK | Victaulic-FP-FireLock EZ Rigid Coupling Style 009N_Union | Standard | 2425294 | PASS
EXP61002 | M111 | CW-ARRAY | EXP61102B |  | VIC FP COUPLING STYLE 009N (RIGID) | 150x150 | 165.1 | 1 | [10 empty] | BLACK | Victaulic-FP-FireLock EZ Rigid Coupling Style 009N_Union | Standard | 2425296 | PASS
EXP61002 | M111 | CW-ARRAY | EXP61102B |  | BUTTWELD CAP END | 65 | 76.1 | 1 | [10 empty] | BLACK | Pipe Fitting - Butt-Welded Cap End | Standard | 2425327 | PASS
EXP61002 | M111 | CW-ARRAY | EXP61102B |  | VIC FP COUPLING STYLE 009N (RIGID) | 150x150 | 165.1 | 1 | [10 empty] | BLACK | Victaulic-FP-FireLock EZ Rigid Coupling Style 009N_Union | Standard | 2425333 | PASS
EXP61002 | M111 | CW-ARRAY | EXP61102B |  | BUTTWELD CAP END | 65 | 76.1 | 1 | [10 empty] | BLACK | Pipe Fitting - Butt-Welded Cap End | Standard | 2425355 | PASS
EXP61002 | M111 | CW-ARRAY | EXP61102B |  | BUTTWELD CAP END | 65 | 76.1 | 1 | [10 empty] | BLACK | Pipe Fitting - Butt-Welded Cap End | Standard | 2425383 | PASS
EXP61002 | M111 | CW-ARRAY | EXP61102B |  | VIC FP COUPLING STYLE 009N (RIGID) | 150x150 | 165.1 | 1 | [10 empty] | BLACK | Victaulic-FP-FireLock EZ Rigid Coupling Style 009N_Union | Standard | 2425389 | PASS
EXP61002 | M111 | CW-ARRAY | EXP61102B |  | BUTTWELD CAP END | 65 | 76.1 | 1 | [10 empty] | BLACK | Pipe Fitting - Butt-Welded Cap End | Standard | 2425405 | PASS
EXP61002 | M111 | CW-ARRAY | EXP61102B |  | VIC FP COUPLING STYLE 009N (RIGID) | 150x150 | 165.1 | 1 | [10 empty] | BLACK | Victaulic-FP-FireLock EZ Rigid Coupling Style 009N_Union | Standard | 2425417 | PASS
EXP61002 | M111 | CW-ARRAY | EXP61102B |  | BUTTWELD CAP END | 65 | 76.1 | 1 | [10 empty] | BLACK | Pipe Fitting - Butt-Welded Cap End | Standard | 2425441 | PASS
EXP61002 | M111 | CW-ARRAY | EXP61102B |  | BUTTWELD CAP END | 65 | 76.1 | 1 | [10 empty] | BLACK | Pipe Fitting - Butt-Welded Cap End | Standard | 2425467 | PASS
EXP61002 | M111 | CW-ARRAY | EXP61102B |  | VIC FP COUPLING STYLE 009N (RIGID) | 150x150 | 165.1 | 1 | [10 empty] | BLACK | Victaulic-FP-FireLock EZ Rigid Coupling Style 009N_Union | Standard | 2425479 | PASS
EXP61002 | M111 | CW-DISTRIBUTION | EXP61102B |  | VIC FP 90 DEG ELBOW No 001 | 150x150 | 165.1 | 1 | [10 empty] | BLACK | Victaulic-FP-Elbow No 001-003 | Standard | 2425483 | PASS
EXP61002 | M111 | CW-ARRAY | EXP61102B |  | VIC FP CAP No 006 | 150 | 165.1 | 1 | [10 empty] | BLACK | Victaulic-FP-Cap No 006 | Standard | 2425687 | PASS
EXP61002 | M110 | CW-DISTRIBUTION | EXP61002A |  | VIC FP 45 DEG ELBOW No 003 | 150x150 | 165.1 | 1 | [10 empty] | BLACK | Victaulic-FP-Elbow No 001-003 | Standard | 2431951 | PASS
EXP61002 | M110 | CP-EXTERNAL | EXP61002 |  | VIC FP 45 DEG ELBOW No 003 | 150x150 | 165.1 | 1 | [10 empty] | BLACK | Victaulic-FP-Elbow No 001-003 | Standard | 2431953 | PASS
EXP61002 | M110 | CP-EXTERNAL | EXP61002 |  | VIC QUICKVIC COUPLING STYLE 177N (FLEX) | 150x150 | 165.1 | 1 | [10 empty] | BLACK | Victaulic-IPS-QuickVic Flexible Coupling Style 177_Union | Standard | 2431955 | PASS
EXP61002 | M110 | CP-EXTERNAL | EXP61002 |  | VIC QUICKVIC COUPLING STYLE 177N (FLEX) | 150x150 | 165.1 | 1 | [10 empty] | BLACK | Victaulic-IPS-QuickVic Flexible Coupling Style 177_Union | Standard | 2431959 | PASS
EXP61002 | M110 | CW-DISTRIBUTION | EXP61002A |  | VIC QUICKVIC COUPLING STYLE 177N (FLEX) | 150x150 | 165.1 | 1 | [10 empty] | BLACK | Victaulic-IPS-QuickVic Flexible Coupling Style 177_Union | Standard | 2431963 | PASS
EXP61002 | M110 | CW-DISTRIBUTION | EXP61002B |  | VIC FP 45 DEG ELBOW No 003 | 150x150 | 165.1 | 1 | [10 empty] | BLACK | Victaulic-FP-Elbow No 001-003 | Standard | 2431965 | PASS
EXP61002 | M110 | CP-EXTERNAL | EXP61002 |  | VIC FP 45 DEG ELBOW No 003 | 150x150 | 165.1 | 1 | [10 empty] | BLACK | Victaulic-FP-Elbow No 001-003 | Standard | 2431967 | PASS
EXP61002 | M110 | CP-EXTERNAL | EXP61002 |  | VIC QUICKVIC COUPLING STYLE 177N (FLEX) | 150x150 | 165.1 | 1 | [10 empty] | BLACK | Victaulic-IPS-QuickVic Flexible Coupling Style 177_Union | Standard | 2431969 | PASS
EXP61002 | M110 | CP-EXTERNAL | EXP61002 |  | VIC QUICKVIC COUPLING STYLE 177N (FLEX) | 150x150 | 165.1 | 1 | [10 empty] | BLACK | Victaulic-IPS-QuickVic Flexible Coupling Style 177_Union | Standard | 2431973 | PASS
EXP61002 | M110 | CW-DISTRIBUTION | EXP61002B |  | VIC QUICKVIC COUPLING STYLE 177N (FLEX) | 150x150 | 165.1 | 1 | [10 empty] | BLACK | Victaulic-IPS-QuickVic Flexible Coupling Style 177_Union | Standard | 2431977 | PASS
EXP61002 | M111 | CW-DISTRIBUTION | EXP61102A |  | VIC FP 45 DEG ELBOW No 003 | 150x150 | 165.1 | 1 | [10 empty] | BLACK | Victaulic-FP-Elbow No 001-003 | Standard | 2431979 | PASS
EXP61002 | M111 | CP-EXTERNAL | EXP61002 |  | VIC FP 45 DEG ELBOW No 003 | 150x150 | 165.1 | 1 | [10 empty] | BLACK | Victaulic-FP-Elbow No 001-003 | Standard | 2431981 | FAIL: cần 'EXP61102', có 'EXP61002'
EXP61002 | M111 | CP-EXTERNAL | EXP61002 |  | VIC QUICKVIC COUPLING STYLE 177N (FLEX) | 150x150 | 165.1 | 1 | [10 empty] | BLACK | Victaulic-IPS-QuickVic Flexible Coupling Style 177_Union | Standard | 2431983 | FAIL: cần 'EXP61102', có 'EXP61002'
EXP61002 | M111 | CP-EXTERNAL | EXP61002 |  | VIC QUICKVIC COUPLING STYLE 177N (FLEX) | 150x150 | 165.1 | 1 | [10 empty] | BLACK | Victaulic-IPS-QuickVic Flexible Coupling Style 177_Union | Standard | 2431987 | FAIL: cần 'EXP61102', có 'EXP61002'
EXP61002 | M111 | CW-DISTRIBUTION | EXP61102A |  | VIC QUICKVIC COUPLING STYLE 177N (FLEX) | 150x150 | 165.1 | 1 | [10 empty] | BLACK | Victaulic-IPS-QuickVic Flexible Coupling Style 177_Union | Standard | 2431991 | PASS
EXP61002 | M111 | CW-DISTRIBUTION | EXP61102B |  | VIC FP 45 DEG ELBOW No 003 | 150x150 | 165.1 | 1 | [10 empty] | BLACK | Victaulic-FP-Elbow No 001-003 | Standard | 2431993 | PASS
EXP61002 | M111 | CP-EXTERNAL | EXP61002 |  | VIC FP 45 DEG ELBOW No 003 | 150x150 | 165.1 | 1 | [10 empty] | BLACK | Victaulic-FP-Elbow No 001-003 | Standard | 2431995 | FAIL: cần 'EXP61102', có 'EXP61002'
EXP61002 | M111 | CP-EXTERNAL | EXP61002 |  | VIC QUICKVIC COUPLING STYLE 177N (FLEX) | 150x150 | 165.1 | 1 | [10 empty] | BLACK | Victaulic-IPS-QuickVic Flexible Coupling Style 177_Union | Standard | 2431997 | FAIL: cần 'EXP61102', có 'EXP61002'
EXP61002 | M111 | CP-EXTERNAL | EXP61002 |  | VIC QUICKVIC COUPLING STYLE 177N (FLEX) | 150x150 | 165.1 | 1 | [10 empty] | BLACK | Victaulic-IPS-QuickVic Flexible Coupling Style 177_Union | Standard | 2432001 | FAIL: cần 'EXP61102', có 'EXP61002'
EXP61002 | M111 | CW-DISTRIBUTION | EXP61102B |  | VIC QUICKVIC COUPLING STYLE 177N (FLEX) | 150x150 | 165.1 | 1 | [10 empty] | BLACK | Victaulic-IPS-QuickVic Flexible Coupling Style 177_Union | Standard | 2432005 | PASS
EXP61002 | M110 | CW-DISTRIBUTION | EXP61002A |  | VIC QUICKVIC COUPLING STYLE 177N (FLEX) | 150x150 | 165.1 | 1 | [10 empty] | BLACK | Victaulic-IPS-QuickVic Flexible Coupling Style 177_Union | Standard | 2432031 | PASS
EXP61002 | M110 | CW-DISTRIBUTION | EXP61002A |  | VIC QUICKVIC COUPLING STYLE 177N (FLEX) | 150x150 | 165.1 | 1 | [10 empty] | BLACK | Victaulic-IPS-QuickVic Flexible Coupling Style 177_Union | Standard | 5144394 | PASS
EXP61002 | M110 | CW-DISTRIBUTION | EXP61002B |  | VIC QUICKVIC COUPLING STYLE 177N (FLEX) | 150x150 | 165.1 | 1 | [10 empty] | BLACK | Victaulic-IPS-QuickVic Flexible Coupling Style 177_Union | Standard | 5144396 | PASS
EXP61002 | M111 | CW-DISTRIBUTION | EXP61102A |  | VIC QUICKVIC COUPLING STYLE 177N (FLEX) | 150x150 | 165.1 | 1 | [10 empty] | BLACK | Victaulic-IPS-QuickVic Flexible Coupling Style 177_Union | Standard | 5147507 | PASS
EXP61002 | M111 | CW-DISTRIBUTION | EXP61102B |  | VIC QUICKVIC COUPLING STYLE 177N (FLEX) | 150x150 | 165.1 | 1 | [10 empty] | BLACK | Victaulic-IPS-QuickVic Flexible Coupling Style 177_Union | Standard | 5147509 | PASS
EXP61002 | M111 | CW-DISTRIBUTION | EXP61102A |  | VIC QUICKVIC COUPLING STYLE 177N (FLEX) | 150x150 | 165.1 | 1 | [10 empty] | BLACK | Victaulic-IPS-QuickVic Flexible Coupling Style 177_Union | Standard | 8360872 | PASS
EXP61002 | M111 | CW-DISTRIBUTION | EXP61102B |  | VIC QUICKVIC COUPLING STYLE 177N (FLEX) | 150x150 | 165.1 | 1 | [10 empty] | BLACK | Victaulic-IPS-QuickVic Flexible Coupling Style 177_Union | Standard | 8361091 | PASS
EXP61002 | M110 | CW-DISTRIBUTION | EXP61002A |  | VIC QUICKVIC COUPLING STYLE 177N (FLEX) | 150x150 | 165.1 | 1 | [10 empty] | BLACK | Victaulic-IPS-QuickVic Flexible Coupling Style 177_Union | Standard | 8362687 | PASS
EXP61002 | M110-M111 | CP-INTERNAL | EXP61002 |  | VIC FP COUPLING STYLE 009N (RIGID) | 150x150 | 165.1 | 1 | [10 empty] | GAL | Victaulic-FP-FireLock EZ Rigid Coupling Style 009N_Union | Standard | 8437378 | FAIL: cần 'EXP61102', có 'EXP61002'
EXP61002 | M110-M111 | CP-INTERNAL | EXP61002 |  | VIC FP COUPLING STYLE 009N (RIGID) | 150x150 | 165.1 | 1 | [10 empty] | GAL | Victaulic-FP-FireLock EZ Rigid Coupling Style 009N_Union | Standard | 8437837 | FAIL: cần 'EXP61102', có 'EXP61002'
EXP61002 | M110-M111 | CP-INTERNAL | EXP61002 |  | VIC FP COUPLING STYLE 009N (RIGID) | 150x150 | 165.1 | 1 | [10 empty] | GAL | Victaulic-FP-FireLock EZ Rigid Coupling Style 009N_Union | Standard | 8437839 | FAIL: cần 'EXP61102', có 'EXP61002'
EXP61002 | M110-M111 | CP-INTERNAL | EXP61002 |  | VIC FP COUPLING STYLE 009N (RIGID) | 150x150 | 165.1 | 1 | [10 empty] | GAL | Victaulic-FP-FireLock EZ Rigid Coupling Style 009N_Union | Standard | 8438179 | FAIL: cần 'EXP61102', có 'EXP61002'
EXP61002 | M110-M111 | CP-INTERNAL | EXP61002 |  | VIC FP COUPLING STYLE 009N (RIGID) | 150x150 | 165.1 | 1 | [10 empty] | GAL | Victaulic-FP-FireLock EZ Rigid Coupling Style 009N_Union | Standard | 8438181 | FAIL: cần 'EXP61102', có 'EXP61002'
EXP61002 | M110 | CW-DISTRIBUTION | EXP61002B |  | VIC QUICKVIC COUPLING STYLE 177N (FLEX) | 150x150 | 165.1 | 1 | [10 empty] | BLACK | Victaulic-IPS-QuickVic Flexible Coupling Style 177_Union | Standard | 9321235 | PASS
EXP61002 | M110-M111 | CP-INTERNAL | EXP61002 |  | VIC FP 45 DEG ELBOW No 003 | 150x150 | 165.1 | 1 | [10 empty] | GAL | Victaulic-FP-Elbow No 001-003 | Standard | 9524988 | FAIL: cần 'EXP61102', có 'EXP61002'
EXP61002 | M110-M111 | CP-INTERNAL | EXP61002 |  | VIC FP 45 DEG ELBOW No 003 | 150x150 | 165.1 | 1 | [10 empty] | GAL | Victaulic-FP-Elbow No 001-003 | Standard | 9525485 | FAIL: cần 'EXP61102', có 'EXP61002'
EXP61002 | M110 | CW-ARRAY | EXP61002B-2 |  | HEX BUSHING THREAD REDUCER | 40x25 | 48.3 | 1 | 12.7 | [9 empty] | BLACK | Hex Bushing Thread Reducer | Standard | 10412683 | PASS
EXP61002 | M110 | CW-ARRAY | EXP61002B-2 |  | HEX BUSHING THREAD REDUCER | 40x25 | 48.3 | 1 | 12.7 | [9 empty] | BLACK | Hex Bushing Thread Reducer | Standard | 10412688 | PASS
EXP61002 | M110 | CW-ARRAY | EXP61002B-2 |  | HEX BUSHING THREAD REDUCER | 40x25 | 48.3 | 1 | 12.7 | [9 empty] | BLACK | Hex Bushing Thread Reducer | Standard | 10412693 | PASS
EXP61002 | M110 | CW-ARRAY | EXP61002B-1 |  | HEX BUSHING THREAD REDUCER | 40x25 | 48.3 | 1 | 12.7 | [9 empty] | BLACK | Hex Bushing Thread Reducer | Standard | 10412733 | PASS
EXP61002 | M110 | CW-ARRAY | EXP61002B-1 |  | HEX BUSHING THREAD REDUCER | 40x25 | 48.3 | 1 | 12.7 | [9 empty] | BLACK | Hex Bushing Thread Reducer | Standard | 10412738 | PASS
EXP61002 | M110 | CW-ARRAY | EXP61002B-1 |  | HEX BUSHING THREAD REDUCER | 40x25 | 48.3 | 1 | 12.7 | [9 empty] | BLACK | Hex Bushing Thread Reducer | Standard | 10412743 | PASS
EXP61002 | M110 | CW-ARRAY | EXP61002A-2 |  | HEX BUSHING THREAD REDUCER | 40x25 | 48.3 | 1 | 12.7 | [9 empty] | BLACK | Hex Bushing Thread Reducer | Standard | 10412748 | PASS
EXP61002 | M110 | CW-ARRAY | EXP61002A-2 |  | HEX BUSHING THREAD REDUCER | 40x25 | 48.3 | 1 | 12.7 | [9 empty] | BLACK | Hex Bushing Thread Reducer | Standard | 10412753 | PASS
EXP61002 | M110 | CW-ARRAY | EXP61002A-2 |  | HEX BUSHING THREAD REDUCER | 40x25 | 48.3 | 1 | 12.7 | [9 empty] | BLACK | Hex Bushing Thread Reducer | Standard | 10412758 | PASS
EXP61002 | M110 | CW-ARRAY | EXP61002A-1 |  | HEX BUSHING THREAD REDUCER | 40x25 | 48.3 | 1 | 12.7 | [9 empty] | BLACK | Hex Bushing Thread Reducer | Standard | 10412802 | PASS
EXP61002 | M110 | CW-ARRAY | EXP61002A-1 |  | HEX BUSHING THREAD REDUCER | 40x25 | 48.3 | 1 | 12.7 | [9 empty] | BLACK | Hex Bushing Thread Reducer | Standard | 10412807 | PASS
EXP61002 | M110 | CW-ARRAY | EXP61002A-1 |  | HEX BUSHING THREAD REDUCER | 40x25 | 48.3 | 1 | 12.7 | [9 empty] | BLACK | Hex Bushing Thread Reducer | Standard | 10412812 | PASS
EXP61002 | M111 | CW-ARRAY | EXP61102A-2 |  | HEX BUSHING THREAD REDUCER | 40x25 | 48.3 | 1 | 12.7 | [9 empty] | BLACK | Hex Bushing Thread Reducer | Standard | 10412888 | PASS
EXP61002 | M111 | CW-ARRAY | EXP61102A-2 |  | HEX BUSHING THREAD REDUCER | 40x25 | 48.3 | 1 | 12.7 | [9 empty] | BLACK | Hex Bushing Thread Reducer | Standard | 10412898 | PASS
EXP61002 | M111 | CW-ARRAY | EXP61102A-2 |  | HEX BUSHING THREAD REDUCER | 40x25 | 48.3 | 1 | 12.7 | [9 empty] | BLACK | Hex Bushing Thread Reducer | Standard | 10412906 | PASS
EXP61002 | M111 | CW-ARRAY | EXP61102A-2 |  | HEX BUSHING THREAD REDUCER | 40x25 | 48.3 | 1 | 12.7 | [9 empty] | BLACK | Hex Bushing Thread Reducer | Standard | 10412911 | PASS
EXP61002 | M111 | CW-ARRAY | EXP61102A-2 |  | HEX BUSHING THREAD REDUCER | 40x25 | 48.3 | 1 | 12.7 | [9 empty] | BLACK | Hex Bushing Thread Reducer | Standard | 10412916 | PASS
EXP61002 | M111 | CW-ARRAY | EXP61102B |  | HEX BUSHING THREAD REDUCER | 40x25 | 48.3 | 1 | 12.7 | [9 empty] | BLACK | Hex Bushing Thread Reducer | Standard | 10412924 | PASS
EXP61002 | M111 | CW-ARRAY | EXP61102B |  | HEX BUSHING THREAD REDUCER | 40x25 | 48.3 | 1 | 12.7 | [9 empty] | BLACK | Hex Bushing Thread Reducer | Standard | 10412934 | PASS
EXP61002 | M111 | CW-ARRAY | EXP61102B |  | HEX BUSHING THREAD REDUCER | 40x25 | 48.3 | 1 | 12.7 | [9 empty] | BLACK | Hex Bushing Thread Reducer | Standard | 10412942 | PASS
EXP61002 | M111 | CW-ARRAY | EXP61102B |  | HEX BUSHING THREAD REDUCER | 40x25 | 48.3 | 1 | 12.7 | [9 empty] | BLACK | Hex Bushing Thread Reducer | Standard | 10412947 | PASS
EXP61002 | M111 | CW-ARRAY | EXP61102B |  | HEX BUSHING THREAD REDUCER | 40x25 | 48.3 | 1 | 12.7 | [9 empty] | BLACK | Hex Bushing Thread Reducer | Standard | 10412952 | PASS
EXP61002 | M110 | CW-ARRAY | EXP61002A-2 |  | BUTTWELD CAP END | 65 | 76.1 | 1 | [10 empty] | BLACK | Pipe Fitting - Butt-Welded Cap End | Standard | 10581159 | PASS
EXP61002 | M110 | CW-ARRAY | EXP61002A-2 |  | VIC FP 90 DEG ELBOW No 001 | 65x65 | 76.1 | 1 | [10 empty] | BLACK | Victaulic-FP-Elbow No 001-003 | Standard | 10581256 | PASS
EXP61002 | M110 | CW-ARRAY | EXP61002A-2 |  | VIC FP 90 DEG ELBOW No 001 | 65x65 | 76.1 | 1 | [10 empty] | BLACK | Victaulic-FP-Elbow No 001-003 | Standard | 10581258 | PASS
EXP61002 | M110 | CW-ARRAY | EXP61002A-2 |  | VIC FP COUPLING STYLE 009N (RIGID) | 65x65 | 76.1 | 1 | [10 empty] | BLACK | Victaulic-FP-FireLock EZ Rigid Coupling Style 009N_Union | Standard | 10581260 | PASS
EXP61002 | M110 | CW-ARRAY | EXP61002A-2 |  | VIC FP COUPLING STYLE 009N (RIGID) | 65x65 | 76.1 | 1 | [10 empty] | BLACK | Victaulic-FP-FireLock EZ Rigid Coupling Style 009N_Union | Standard | 10581262 | PASS
EXP61002 | M110 | CW-ARRAY | EXP61002A-2 |  | VIC FP COUPLING STYLE 009N (RIGID) | 65x65 | 76.1 | 1 | [10 empty] | BLACK | Victaulic-FP-FireLock EZ Rigid Coupling Style 009N_Union | Standard | 10581266 | PASS
EXP61002 | M110 | CW-ARRAY | EXP61002A-2 |  | VIC FP COUPLING STYLE 009N (RIGID) | 65x65 | 76.1 | 1 | [10 empty] | BLACK | Victaulic-FP-FireLock EZ Rigid Coupling Style 009N_Union | Standard | 10581268 | PASS
EXP61002 | M110 | CW-ARRAY | EXP61002A-2 |  | BUTTWELD CAP END | 65 | 76.1 | 1 | [10 empty] | BLACK | Pipe Fitting - Butt-Welded Cap End | Standard | 10581543 | PASS
EXP61002 | M110 | CW-ARRAY | EXP61002A-2 |  | HEX BUSHING THREAD REDUCER | 40x25 | 48.3 | 1 | 12.7 | [9 empty] | BLACK | Hex Bushing Thread Reducer | Standard | 10581548 | PASS
EXP61002 | M110 | CW-ARRAY | EXP61002B-1 |  | VIC FP COUPLING STYLE 009N (RIGID) | 150x150 | 165.1 | 1 | [10 empty] | BLACK | Victaulic-FP-FireLock EZ Rigid Coupling Style 009N_Union | Standard | 10593269 | PASS
EXP61002 | M110 | CW-ARRAY | EXP61002B-2 |  | VIC FP COUPLING STYLE 009N (RIGID) | 150x150 | 165.1 | 1 | [10 empty] | BLACK | Victaulic-FP-FireLock EZ Rigid Coupling Style 009N_Union | Standard | 10597310 | PASS
EXP61002 | M110 | CW-DISTRIBUTION | EXP61002A |  | VIC FP 90 DEG ELBOW No 001 | 150x150 | 165.1 | 1 | [10 empty] | BLACK | Victaulic-FP-Elbow No 001-003 | Standard | 10599644 | PASS
EXP61002 | M110 | CW-ARRAY | EXP61002A-1 |  | VIC FP COUPLING STYLE 009N (RIGID) | 150x150 | 165.1 | 1 | [10 empty] | BLACK | Victaulic-FP-FireLock EZ Rigid Coupling Style 009N_Union | Standard | 10599693 | PASS
EXP61002 | M110 | CW-DISTRIBUTION | EXP61002A |  | VIC QUICKVIC COUPLING STYLE 177N (FLEX) | 150x150 | 165.1 | 1 | [10 empty] | BLACK | Victaulic-IPS-QuickVic Flexible Coupling Style 177_Union | Standard | 10599719 | PASS
EXP61002 | M110 | CW-ARRAY | EXP61002A-2 |  | VIC FP COUPLING STYLE 009N (RIGID) | 150x150 | 165.1 | 1 | [10 empty] | BLACK | Victaulic-FP-FireLock EZ Rigid Coupling Style 009N_Union | Standard | 10604217 | PASS
EXP61002 | M110 | CW-ARRAY | EXP61002A-1 |  | VIC FP 90 DEG ELBOW No 001 | 150x150 | 165.1 | 1 | [10 empty] | BLACK | Victaulic-FP-Elbow No 001-003 | Standard | 10607157 | PASS
EXP61002 | M110 | CW-ARRAY | EXP61002A-1 |  | VIC FP COUPLING STYLE 009N (RIGID) | 150x150 | 165.1 | 1 | [10 empty] | BLACK | Victaulic-FP-FireLock EZ Rigid Coupling Style 009N_Union | Standard | 10607159 | PASS
EXP61002 | M110 | CW-ARRAY | EXP61002A-1 |  | BUTTWELD CAP END | 65 | 76.1 | 1 | [10 empty] | BLACK | Pipe Fitting - Butt-Welded Cap End | Standard | 10607177 | PASS
EXP61002 | M110 | CW-ARRAY | EXP61002A-1 |  | BUTTWELD CAP END | 65 | 76.1 | 1 | [10 empty] | BLACK | Pipe Fitting - Butt-Welded Cap End | Standard | 10607201 | PASS
EXP61002 | M110 | CW-ARRAY | EXP61002A-1 |  | VIC FP 45 DEG ELBOW No 003 | 150x150 | 165.1 | 1 | [10 empty] | BLACK | Victaulic-FP-Elbow No 001-003 | Standard | 10607591 | PASS
EXP61002 | M110 | CW-ARRAY | EXP61002A-1 |  | VIC FP COUPLING STYLE 009N (RIGID) | 150x150 | 165.1 | 1 | [10 empty] | BLACK | Victaulic-FP-FireLock EZ Rigid Coupling Style 009N_Union | Standard | 10607625 | PASS
EXP61002 | M110 | CW-ARRAY | EXP61002A-1 |  | VIC FP COUPLING STYLE 009N (RIGID) | 150x150 | 165.1 | 1 | [10 empty] | BLACK | Victaulic-FP-FireLock EZ Rigid Coupling Style 009N_Union | Standard | 10607689 | PASS
EXP61002 | M110 | CW-ARRAY | EXP61002A-1 |  | VIC FP 45 DEG ELBOW No 003 | 150x150 | 165.1 | 1 | [10 empty] | BLACK | Victaulic-FP-Elbow No 001-003 | Standard | 10607848 | PASS
EXP61002 | M110 | CW-ARRAY | EXP61002A-1 |  | VIC FP COUPLING STYLE 009N (RIGID) | 150x150 | 165.1 | 1 | [10 empty] | BLACK | Victaulic-FP-FireLock EZ Rigid Coupling Style 009N_Union | Standard | 10607867 | PASS
EXP61002 | M110 | CW-ARRAY | EXP61002A-1 |  | VIC FP COUPLING STYLE 009N (RIGID) | 150x150 | 165.1 | 1 | [10 empty] | BLACK | Victaulic-FP-FireLock EZ Rigid Coupling Style 009N_Union | Standard | 10607880 | PASS
EXP61002 | M110 | CW-ARRAY | EXP61002B-2 |  | VIC FP 90 DEG ELBOW No 001 | 150x150 | 165.1 | 1 | [10 empty] | BLACK | Victaulic-FP-Elbow No 001-003 | Standard | 10622643 | PASS
EXP61002 | M110 | CW-ARRAY | EXP61002B-2 |  | VIC FP COUPLING STYLE 009N (RIGID) | 150x150 | 165.1 | 1 | [10 empty] | BLACK | Victaulic-FP-FireLock EZ Rigid Coupling Style 009N_Union | Standard | 10622645 | PASS
EXP61002 | M110 | CW-ARRAY | EXP61002B-2 |  | BUTTWELD CAP END | 65 | 76.1 | 1 | [10 empty] | BLACK | Pipe Fitting - Butt-Welded Cap End | Standard | 10622663 | PASS
EXP61002 | M110 | CW-ARRAY | EXP61002B-2 |  | BUTTWELD CAP END | 65 | 76.1 | 1 | [10 empty] | BLACK | Pipe Fitting - Butt-Welded Cap End | Standard | 10622687 | PASS
EXP61002 | M110 | CW-ARRAY | EXP61002B-2 |  | VIC FP 45 DEG ELBOW No 003 | 150x150 | 165.1 | 1 | [10 empty] | BLACK | Victaulic-FP-Elbow No 001-003 | Standard | 10622947 | PASS
EXP61002 | M110 | CW-ARRAY | EXP61002B-2 |  | VIC FP COUPLING STYLE 009N (RIGID) | 150x150 | 165.1 | 1 | [10 empty] | BLACK | Victaulic-FP-FireLock EZ Rigid Coupling Style 009N_Union | Standard | 10623038 | PASS
EXP61002 | M110 | CW-ARRAY | EXP61002B-2 |  | VIC FP 45 DEG ELBOW No 003 | 150x150 | 165.1 | 1 | [10 empty] | BLACK | Victaulic-FP-Elbow No 001-003 | Standard | 10623070 | PASS
EXP61002 | M110 | CW-ARRAY | EXP61002B-2 |  | VIC FP COUPLING STYLE 009N (RIGID) | 150x150 | 165.1 | 1 | [10 empty] | BLACK | Victaulic-FP-FireLock EZ Rigid Coupling Style 009N_Union | Standard | 10623222 | PASS
EXP61002 | M110 | CW-ARRAY | EXP61002B-2 |  | VIC FP COUPLING STYLE 009N (RIGID) | 150x150 | 165.1 | 1 | [10 empty] | BLACK | Victaulic-FP-FireLock EZ Rigid Coupling Style 009N_Union | Standard | 10623241 | PASS
EXP61002 | M110 | CW-ARRAY | EXP61002B-2 |  | VIC FP COUPLING STYLE 009N (RIGID) | 150x150 | 165.1 | 1 | [10 empty] | BLACK | Victaulic-FP-FireLock EZ Rigid Coupling Style 009N_Union | Standard | 10623279 | PASS
EXP61002 | M110 | CW-ARRAY | EXP61002B-1 |  | VIC FP 45 DEG ELBOW No 003 | 150x150 | 165.1 | 1 | [10 empty] | BLACK | Victaulic-FP-Elbow No 001-003 | Standard | 10624931 | PASS
EXP61002 | M110 | CW-ARRAY | EXP61002B-1 |  | VIC FP 45 DEG ELBOW No 003 | 150x150 | 165.1 | 1 | [10 empty] | BLACK | Victaulic-FP-Elbow No 001-003 | Standard | 10624939 | PASS
EXP61002 | M110 | CW-ARRAY | EXP61002B-1 |  | VIC FP COUPLING STYLE 009N (RIGID) | 150x150 | 165.1 | 1 | [10 empty] | BLACK | Victaulic-FP-FireLock EZ Rigid Coupling Style 009N_Union | Standard | 10624946 | PASS
EXP61002 | M110 | CW-ARRAY | EXP61002B-1 |  | VIC FP COUPLING STYLE 009N (RIGID) | 150x150 | 165.1 | 1 | [10 empty] | BLACK | Victaulic-FP-FireLock EZ Rigid Coupling Style 009N_Union | Standard | 10624950 | PASS
EXP61002 | M110 | CW-ARRAY | EXP61002B-1 |  | VIC FP COUPLING STYLE 009N (RIGID) | 150x150 | 165.1 | 1 | [10 empty] | BLACK | Victaulic-FP-FireLock EZ Rigid Coupling Style 009N_Union | Standard | 10624954 | PASS
EXP61002 | M110 | CW-ARRAY | EXP61002B-1 |  | VIC FP COUPLING STYLE 009N (RIGID) | 150x150 | 165.1 | 1 | [10 empty] | BLACK | Victaulic-FP-FireLock EZ Rigid Coupling Style 009N_Union | Standard | 10624958 | PASS
EXP61002 | M110 | CW-ARRAY | EXP61002A-2 |  | VIC FP 45 DEG ELBOW No 003 | 150x150 | 165.1 | 1 | [10 empty] | BLACK | Victaulic-FP-Elbow No 001-003 | Standard | 10625471 | PASS
EXP61002 | M110 | CW-ARRAY | EXP61002A-2 |  | VIC FP COUPLING STYLE 009N (RIGID) | 150x150 | 165.1 | 1 | [10 empty] | BLACK | Victaulic-FP-FireLock EZ Rigid Coupling Style 009N_Union | Standard | 10625479 | PASS
EXP61002 | M110 | CW-ARRAY | EXP61002A-2 |  | VIC FP 45 DEG ELBOW No 003 | 150x150 | 165.1 | 1 | [10 empty] | BLACK | Victaulic-FP-Elbow No 001-003 | Standard | 10625831 | PASS
EXP61002 | M110 | CW-ARRAY | EXP61002A-2 |  | VIC FP COUPLING STYLE 009N (RIGID) | 150x150 | 165.1 | 1 | [10 empty] | BLACK | Victaulic-FP-FireLock EZ Rigid Coupling Style 009N_Union | Standard | 10625882 | PASS
EXP61002 | M110 | CW-ARRAY | EXP61002A-2 |  | VIC FP COUPLING STYLE 009N (RIGID) | 150x150 | 165.1 | 1 | [10 empty] | BLACK | Victaulic-FP-FireLock EZ Rigid Coupling Style 009N_Union | Standard | 10625895 | PASS
EXP61002 | M110 | CW-ARRAY | EXP61002A-2 |  | VIC FP COUPLING STYLE 009N (RIGID) | 150x150 | 165.1 | 1 | [10 empty] | BLACK | Victaulic-FP-FireLock EZ Rigid Coupling Style 009N_Union | Standard | 10625947 | PASS
EXP61002 | M111 | CW-ARRAY | EXP61102A-1 |  | BUTTWELD CAP END | 65 | 76.1 | 1 | [10 empty] | BLACK | Pipe Fitting - Butt-Welded Cap End | Standard | 11667043 | PASS
EXP61002 | M111 | CW-ARRAY | EXP61102A-1 |  | VIC FP COUPLING STYLE 009N (RIGID) | 150x150 | 165.1 | 1 | [10 empty] | BLACK | Victaulic-FP-FireLock EZ Rigid Coupling Style 009N_Union | Standard | 11667049 | PASS
EXP61002 | M111 | CW-ARRAY | EXP61102A-1 |  | BUTTWELD CAP END | 65 | 76.1 | 1 | [10 empty] | BLACK | Pipe Fitting - Butt-Welded Cap End | Standard | 11667059 | PASS
EXP61002 | M111 | CW-ARRAY | EXP61102A-1 |  | BUTTWELD CAP END | 65 | 76.1 | 1 | [10 empty] | BLACK | Pipe Fitting - Butt-Welded Cap End | Standard | 11667087 | PASS
EXP61002 | M111 | CW-ARRAY | EXP61102A-1 |  | VIC FP COUPLING STYLE 009N (RIGID) | 150x150 | 165.1 | 1 | [10 empty] | BLACK | Victaulic-FP-FireLock EZ Rigid Coupling Style 009N_Union | Standard | 11667093 | PASS
EXP61002 | M111 | CW-ARRAY | EXP61102A-1 |  | BUTTWELD CAP END | 65 | 76.1 | 1 | [10 empty] | BLACK | Pipe Fitting - Butt-Welded Cap End | Standard | 11667100 | PASS
EXP61002 | M111 | CW-ARRAY | EXP61102A-1 |  | VIC FP COUPLING STYLE 009N (RIGID) | 150x150 | 165.1 | 1 | [10 empty] | BLACK | Victaulic-FP-FireLock EZ Rigid Coupling Style 009N_Union | Standard | 11667112 | PASS
EXP61002 | M111 | CW-ARRAY | EXP61102A-1 |  | BUTTWELD CAP END | 65 | 76.1 | 1 | [10 empty] | BLACK | Pipe Fitting - Butt-Welded Cap End | Standard | 11667128 | PASS
EXP61002 | M111 | CW-ARRAY | EXP61102A-1 |  | BUTTWELD CAP END | 65 | 76.1 | 1 | [10 empty] | BLACK | Pipe Fitting - Butt-Welded Cap End | Standard | 11667153 | PASS
EXP61002 | M111 | CW-ARRAY | EXP61102A-1 |  | VIC FP COUPLING STYLE 009N (RIGID) | 150x150 | 165.1 | 1 | [10 empty] | BLACK | Victaulic-FP-FireLock EZ Rigid Coupling Style 009N_Union | Standard | 11667165 | PASS
EXP61002 | M111 | CW-DISTRIBUTION | EXP61102A |  | VIC FP 90 DEG ELBOW No 001 | 150x150 | 165.1 | 1 | [10 empty] | BLACK | Victaulic-FP-Elbow No 001-003 | Standard | 11667167 | PASS
EXP61002 | M111 | CW-ARRAY | EXP61102A-1 |  | VIC FP 90 DEG ELBOW No 001 | 150x150 | 165.1 | 1 | [10 empty] | BLACK | Victaulic-FP-Elbow No 001-003 | Standard | 11667169 | PASS
EXP61002 | M111 | CW-ARRAY | EXP61102A-1 |  | VIC FP COUPLING STYLE 009N (RIGID) | 150x150 | 165.1 | 1 | [10 empty] | BLACK | Victaulic-FP-FireLock EZ Rigid Coupling Style 009N_Union | Standard | 11667171 | PASS
EXP61002 | M111 | CW-ARRAY | EXP61102A-1 |  | VIC FP COUPLING STYLE 009N (RIGID) | 150x150 | 165.1 | 1 | [10 empty] | BLACK | Victaulic-FP-FireLock EZ Rigid Coupling Style 009N_Union | Standard | 11667173 | PASS
EXP61002 | M111 | CW-DISTRIBUTION | EXP61102A |  | VIC QUICKVIC COUPLING STYLE 177N (FLEX) | 150x150 | 165.1 | 1 | [10 empty] | BLACK | Victaulic-IPS-QuickVic Flexible Coupling Style 177_Union | Standard | 11667175 | PASS
EXP61002 | M111 | CW-DISTRIBUTION | EXP61102A |  | VIC QUICKVIC COUPLING STYLE 177N (FLEX) | 150x150 | 165.1 | 1 | [10 empty] | BLACK | Victaulic-IPS-QuickVic Flexible Coupling Style 177_Union | Standard | 11667177 | PASS
EXP61002 | M111 | CW-ARRAY | EXP61102A-1 |  | VIC FP CAP No 006 | 150 | 165.1 | 1 | [10 empty] | BLACK | Victaulic-FP-Cap No 006 | Standard | 11667191 | PASS
EXP61002 | M111 | CW-ARRAY | EXP61102A-1 |  | HEX BUSHING THREAD REDUCER | 40x25 | 48.3 | 1 | 12.7 | [9 empty] | BLACK | Hex Bushing Thread Reducer | Standard | 11667193 | PASS
EXP61002 | M111 | CW-ARRAY | EXP61102A-1 |  | HEX BUSHING THREAD REDUCER | 40x25 | 48.3 | 1 | 12.7 | [9 empty] | BLACK | Hex Bushing Thread Reducer | Standard | 11667198 | PASS
EXP61002 | M111 | CW-ARRAY | EXP61102A-1 |  | HEX BUSHING THREAD REDUCER | 40x25 | 48.3 | 1 | 12.7 | [9 empty] | BLACK | Hex Bushing Thread Reducer | Standard | 11667203 | PASS
EXP61002 | M111 | CW-ARRAY | EXP61102A-1 |  | HEX BUSHING THREAD REDUCER | 40x25 | 48.3 | 1 | 12.7 | [9 empty] | BLACK | Hex Bushing Thread Reducer | Standard | 11667208 | PASS
EXP61002 | M111 | CW-ARRAY | EXP61102A-1 |  | HEX BUSHING THREAD REDUCER | 40x25 | 48.3 | 1 | 12.7 | [9 empty] | BLACK | Hex Bushing Thread Reducer | Standard | 11667213 | PASS
EXP61002 | M111 | CW-ARRAY | EXP61102A-1 |  | HEX BUSHING THREAD REDUCER | 40x25 | 48.3 | 1 | 12.7 | [9 empty] | BLACK | Hex Bushing Thread Reducer | Standard | 11667218 | PASS
EXP61002 | M111 | CW-ARRAY | EXP61102A-1 |  | HEX BUSHING THREAD REDUCER | 40x25 | 48.3 | 1 | 12.7 | [9 empty] | BLACK | Hex Bushing Thread Reducer | Standard | 11667224 | PASS
EXP61002 | M110 | CW-ARRAY | EXP61002A-1 |  | HEX BUSHING THREAD REDUCER | 40x25 | 48.3 | 1 | 12.7 | [9 empty] | BLACK | Hex Bushing Thread Reducer | Standard | 11692408 | PASS
EXP61002 | M110 | CW-ARRAY | EXP61002B-2 |  | HEX BUSHING THREAD REDUCER | 40x25 | 48.3 | 1 | 12.7 | [9 empty] | BLACK | Hex Bushing Thread Reducer | Standard | 11692438 | PASS
EXP61002 | M111 | CW-ARRAY | EXP61102B |  | HEX BUSHING THREAD REDUCER | 40x25 | 48.3 | 1 | 12.7 | [9 empty] | BLACK | Hex Bushing Thread Reducer | Standard | 11692488 | PASS
EXP61002 | M111 | CW-ARRAY | EXP61102A-1 |  | VIC FP COUPLING STYLE 009N (RIGID) | 150x150 | 165.1 | 1 | [10 empty] | BLACK | Victaulic-FP-FireLock EZ Rigid Coupling Style 009N_Union | Standard | 11821531 | PASS
EXP61002 | M111 | CW-ARRAY | EXP61102A-2 |  | VIC FP COUPLING STYLE 009N (RIGID) | 150x150 | 165.1 | 1 | [10 empty] | BLACK | Victaulic-FP-FireLock EZ Rigid Coupling Style 009N_Union | Standard | 11821545 | PASS
EXP61002 | M111 | CW-ARRAY | EXP61102B |  | VIC FP COUPLING STYLE 009N (RIGID) | 150x150 | 165.1 | 1 | [10 empty] | BLACK | Victaulic-FP-FireLock EZ Rigid Coupling Style 009N_Union | Standard | 11821558 | PASS
EXP61002 | M110 | CW-ARRAY | EXP61002A-1 |  | VIC FP COUPLING STYLE 009N (RIGID) | 150x150 | 165.1 | 1 | [10 empty] | BLACK | Victaulic-FP-FireLock EZ Rigid Coupling Style 009N_Union | Standard | 11821564 | PASS
EXP61002 | M110 | CW-ARRAY | EXP61002A-2 |  | VIC FP COUPLING STYLE 009N (RIGID) | 150x150 | 165.1 | 1 | [10 empty] | BLACK | Victaulic-FP-FireLock EZ Rigid Coupling Style 009N_Union | Standard | 11821588 | PASS
EXP61002 | M110 | CW-ARRAY | EXP61002B-1 |  | VIC FP COUPLING STYLE 009N (RIGID) | 150x150 | 165.1 | 1 | [10 empty] | BLACK | Victaulic-FP-FireLock EZ Rigid Coupling Style 009N_Union | Standard | 11821619 | PASS
EXP61002 | M110 | CW-ARRAY | EXP61002B-2 |  | VIC FP COUPLING STYLE 009N (RIGID) | 150x150 | 165.1 | 1 | [10 empty] | BLACK | Victaulic-FP-FireLock EZ Rigid Coupling Style 009N_Union | Standard | 11821874 | PASS
EXP61002 | M110 | CW-ARRAY | EXP61002A-1 |  | VIC FP COUPLING STYLE 009N (RIGID) | 150x150 | 165.1 | 1 | [10 empty] | BLACK | Victaulic-FP-FireLock EZ Rigid Coupling Style 009N_Union | Standard | 12000783 | PASS
EXP61002 | M110 | CP-EXTERNAL | EXP61002 |  | VIC FP COUPLING STYLE 009N (RIGID) | 150x150 | 165.1 | 1 | [10 empty] | BLACK | Victaulic-FP-FireLock EZ Rigid Coupling Style 009N_Union | Standard | 14475670 | PASS
EXP61002 | M110 | CP-EXTERNAL | EXP61002 |  | VIC FP COUPLING STYLE 009N (RIGID) | 150x150 | 165.1 | 1 | [10 empty] | BLACK | Victaulic-FP-FireLock EZ Rigid Coupling Style 009N_Union | Standard | 14475745 | PASS
EXP61002 | M111 | CP-EXTERNAL | EXP61002 |  | VIC FP COUPLING STYLE 009N (RIGID) | 150x150 | 165.1 | 1 | [10 empty] | BLACK | Victaulic-FP-FireLock EZ Rigid Coupling Style 009N_Union | Standard | 14477329 | FAIL: cần 'EXP61102', có 'EXP61002'
EXP61002 | M111 | CP-EXTERNAL | EXP61002 |  | VIC FP COUPLING STYLE 009N (RIGID) | 150x150 | 165.1 | 1 | [10 empty] | BLACK | Victaulic-FP-FireLock EZ Rigid Coupling Style 009N_Union | Standard | 14477395 | FAIL: cần 'EXP61102', có 'EXP61002'
EXP61002 | M110 | CW-ARRAY | EXP61002A-1 |  | THREADED-COUPLING CONCENTRIC REDUCING-Class 150 | 40x25 | 40.2/56.2 | 1 | 54 | [9 empty] | BLACK | Threaded - Coupling Concentric Reducing - MI - DN40-25 | Standard | 16047499 | PASS
EXP61002 | M110 | CW-ARRAY | EXP61002A-1 |  | THREADED-COUPLING CONCENTRIC REDUCING-Class 150 | 40x25 | 40.2/56.2 | 1 | 54 | [9 empty] | BLACK | Threaded - Coupling Concentric Reducing - MI - DN40-25 | Standard | 16047591 | PASS
EXP61002 | M110 | CW-ARRAY | EXP61002A-1 |  | THREADED-COUPLING CONCENTRIC REDUCING-Class 150 | 40x25 | 40.2/56.2 | 1 | 54 | [9 empty] | BLACK | Threaded - Coupling Concentric Reducing - MI - DN40-25 | Standard | 16047604 | PASS
EXP61002 | M110 | CW-ARRAY | EXP61002A-1 |  | THREADED-COUPLING CONCENTRIC REDUCING-Class 150 | 40x25 | 40.2/56.2 | 1 | 54 | [9 empty] | BLACK | Threaded - Coupling Concentric Reducing - MI - DN40-25 | Standard | 16047613 | PASS
EXP61002 | M110 | CW-ARRAY | EXP61002A-1 |  | THREADED-COUPLING CONCENTRIC REDUCING-Class 150 | 40x25 | 40.2/56.2 | 1 | 54 | [9 empty] | BLACK | Threaded - Coupling Concentric Reducing - MI - DN40-25 | Standard | 16047622 | PASS
EXP61002 | M110 | CW-ARRAY | EXP61002A-1 |  | THREADED-COUPLING CONCENTRIC REDUCING-Class 150 | 40x25 | 40.2/56.2 | 1 | 54 | [9 empty] | BLACK | Threaded - Coupling Concentric Reducing - MI - DN40-25 | Standard | 16047635 | PASS
EXP61002 | M110 | CW-ARRAY | EXP61002A-1 |  | THREADED-COUPLING CONCENTRIC REDUCING-Class 150 | 40x25 | 40.2/56.2 | 1 | 54 | [9 empty] | BLACK | Threaded - Coupling Concentric Reducing - MI - DN40-25 | Standard | 16047644 | PASS
EXP61002 | M110 | CW-ARRAY | EXP61002A-1 |  | THREADED-COUPLING CONCENTRIC REDUCING-Class 150 | 40x25 | 40.2/56.2 | 1 | 54 | [9 empty] | BLACK | Threaded - Coupling Concentric Reducing - MI - DN40-25 | Standard | 16047657 | PASS
EXP61002 | M110 | CW-ARRAY | EXP61002A-2 |  | THREADED-COUPLING CONCENTRIC REDUCING-Class 150 | 40x25 | 40.2/56.2 | 1 | 54 | [9 empty] | BLACK | Threaded - Coupling Concentric Reducing - MI - DN40-25 | Standard | 16047670 | PASS
EXP61002 | M110 | CW-ARRAY | EXP61002B-1 |  | THREADED-COUPLING CONCENTRIC REDUCING-Class 150 | 40x25 | 40.2/56.2 | 1 | 54 | [9 empty] | BLACK | Threaded - Coupling Concentric Reducing - MI - DN40-25 | Standard | 16047726 | PASS
EXP61002 | M110 | CW-ARRAY | EXP61002B-1 |  | THREADED-COUPLING CONCENTRIC REDUCING-Class 150 | 40x25 | 40.2/56.2 | 1 | 54 | [9 empty] | BLACK | Threaded - Coupling Concentric Reducing - MI - DN40-25 | Standard | 16047747 | PASS
EXP61002 | M110 | CW-ARRAY | EXP61002B-2 |  | THREADED-COUPLING CONCENTRIC REDUCING-Class 150 | 40x25 | 40.2/56.2 | 1 | 54 | [9 empty] | BLACK | Threaded - Coupling Concentric Reducing - MI - DN40-25 | Standard | 16047760 | PASS
EXP61002 | M110 | CW-ARRAY | EXP61002B-2 |  | THREADED-COUPLING CONCENTRIC REDUCING-Class 150 | 40x25 | 40.2/56.2 | 1 | 54 | [9 empty] | BLACK | Threaded - Coupling Concentric Reducing - MI - DN40-25 | Standard | 16047769 | PASS
EXP61002 | M110 | CW-ARRAY | EXP61002B-2 |  | THREADED-COUPLING CONCENTRIC REDUCING-Class 150 | 40x25 | 40.2/56.2 | 1 | 54 | [9 empty] | BLACK | Threaded - Coupling Concentric Reducing - MI - DN40-25 | Standard | 16047780 | PASS
EXP61002 | M110 | CW-ARRAY | EXP61002B-2 |  | THREADED-COUPLING CONCENTRIC REDUCING-Class 150 | 40x25 | 40.2/56.2 | 1 | 54 | [9 empty] | BLACK | Threaded - Coupling Concentric Reducing - MI - DN40-25 | Standard | 16047791 | PASS
EXP61002 | M110 | CW-ARRAY | EXP61002B-2 |  | THREADED-COUPLING CONCENTRIC REDUCING-Class 150 | 40x25 | 40.2/56.2 | 1 | 54 | [9 empty] | BLACK | Threaded - Coupling Concentric Reducing - MI - DN40-25 | Standard | 16047800 | PASS
EXP61002 | M110 | CW-ARRAY | EXP61002B-2 |  | THREADED-COUPLING CONCENTRIC REDUCING-Class 150 | 40x25 | 40.2/56.2 | 1 | 54 | [9 empty] | BLACK | Threaded - Coupling Concentric Reducing - MI - DN40-25 | Standard | 16047809 | PASS
EXP61002 | M110 | CW-ARRAY | EXP61002B-2 |  | THREADED-COUPLING CONCENTRIC REDUCING-Class 150 | 40x25 | 40.2/56.2 | 1 | 54 | [9 empty] | BLACK | Threaded - Coupling Concentric Reducing - MI - DN40-25 | Standard | 16047822 | PASS
EXP61002 | M110 | CW-ARRAY | EXP61002B-2 |  | THREADED-COUPLING CONCENTRIC REDUCING-Class 150 | 40x25 | 40.2/56.2 | 1 | 54 | [9 empty] | BLACK | Threaded - Coupling Concentric Reducing - MI - DN40-25 | Standard | 16047831 | PASS
EXP61002 | M110 | CW-ARRAY | EXP61002A-2 |  | THREADED-COUPLING CONCENTRIC REDUCING-Class 150 | 40x25 | 40.2/56.2 | 1 | 54 | [9 empty] | BLACK | Threaded - Coupling Concentric Reducing - MI - DN40-25 | Standard | 16047890 | PASS
EXP61002 | M110 | CW-ARRAY | EXP61002A-2 |  | THREADED-COUPLING CONCENTRIC REDUCING-Class 150 | 40x25 | 40.2/56.2 | 1 | 54 | [9 empty] | BLACK | Threaded - Coupling Concentric Reducing - MI - DN40-25 | Standard | 16047906 | PASS
EXP61002 | M110 | CW-ARRAY | EXP61002A-2 |  | THREADED-COUPLING CONCENTRIC REDUCING-Class 150 | 40x25 | 40.2/56.2 | 1 | 54 | [9 empty] | BLACK | Threaded - Coupling Concentric Reducing - MI - DN40-25 | Standard | 16047936 | PASS
EXP61002 | M110 | CW-ARRAY | EXP61002A-2 |  | THREADED-COUPLING CONCENTRIC REDUCING-Class 150 | 40x25 | 40.2/56.2 | 1 | 54 | [9 empty] | BLACK | Threaded - Coupling Concentric Reducing - MI - DN40-25 | Standard | 16047956 | PASS
EXP61002 | M111 | CW-ARRAY | EXP61102A-1 |  | THREADED-COUPLING CONCENTRIC REDUCING-Class 150 | 40x25 | 40.2/56.2 | 1 | 54 | [9 empty] | BLACK | Threaded - Coupling Concentric Reducing - MI - DN40-25 | Standard | 16048009 | PASS
EXP61002 | M111 | CW-ARRAY | EXP61102A-1 |  | THREADED-COUPLING CONCENTRIC REDUCING-Class 150 | 40x25 | 40.2/56.2 | 1 | 54 | [9 empty] | BLACK | Threaded - Coupling Concentric Reducing - MI - DN40-25 | Standard | 16048023 | PASS
EXP61002 | M111 | CW-ARRAY | EXP61102A-2 |  | THREADED-COUPLING CONCENTRIC REDUCING-Class 150 | 40x25 | 40.2/56.2 | 1 | 54 | [9 empty] | BLACK | Threaded - Coupling Concentric Reducing - MI - DN40-25 | Standard | 16048039 | PASS
EXP61002 | M111 | CW-ARRAY | EXP61102A-2 |  | THREADED-COUPLING CONCENTRIC REDUCING-Class 150 | 40x25 | 40.2/56.2 | 1 | 54 | [9 empty] | BLACK | Threaded - Coupling Concentric Reducing - MI - DN40-25 | Standard | 16048057 | PASS
EXP61002 | M111 | CW-ARRAY | EXP61102A-2 |  | THREADED-COUPLING CONCENTRIC REDUCING-Class 150 | 40x25 | 40.2/56.2 | 1 | 54 | [9 empty] | BLACK | Threaded - Coupling Concentric Reducing - MI - DN40-25 | Standard | 16048087 | PASS
EXP61002 | M111 | CW-ARRAY | EXP61102A-2 |  | THREADED-COUPLING CONCENTRIC REDUCING-Class 150 | 40x25 | 40.2/56.2 | 1 | 54 | [9 empty] | BLACK | Threaded - Coupling Concentric Reducing - MI - DN40-25 | Standard | 16048190 | PASS
EXP61002 | M111 | CW-ARRAY | EXP61102B |  | THREADED-COUPLING CONCENTRIC REDUCING-Class 150 | 40x25 | 40.2/56.2 | 1 | 54 | [9 empty] | BLACK | Threaded - Coupling Concentric Reducing - MI - DN40-25 | Standard | 16048210 | PASS
EXP61002 | M111 | CW-ARRAY | EXP61102B |  | THREADED-COUPLING CONCENTRIC REDUCING-Class 150 | 40x25 | 40.2/56.2 | 1 | 54 | [9 empty] | BLACK | Threaded - Coupling Concentric Reducing - MI - DN40-25 | Standard | 16048222 | PASS
EXP61002 | M111 | CW-ARRAY | EXP61102B |  | THREADED-COUPLING CONCENTRIC REDUCING-Class 150 | 40x25 | 40.2/56.2 | 1 | 54 | [9 empty] | BLACK | Threaded - Coupling Concentric Reducing - MI - DN40-25 | Standard | 16048234 | PASS
EXP61002 | M110 | CW-ARRAY | EXP61002B-1 |  | THREADED-COUPLING CONCENTRIC REDUCING-Class 150 | 40x25 | 40.2/56.2 | 1 | 54 | [9 empty] | BLACK | Threaded - Coupling Concentric Reducing - MI - DN40-25 | Standard | 16048266 | PASS
EXP61002 | M110 | CW-ARRAY | EXP61002B-1 |  | THREADED-COUPLING CONCENTRIC REDUCING-Class 150 | 40x25 | 40.2/56.2 | 1 | 54 | [9 empty] | BLACK | Threaded - Coupling Concentric Reducing - MI - DN40-25 | Standard | 16048280 | PASS
EXP61002 | M110 | CW-ARRAY | EXP61002B-1 |  | THREADED-COUPLING CONCENTRIC REDUCING-Class 150 | 40x25 | 40.2/56.2 | 1 | 54 | [9 empty] | BLACK | Threaded - Coupling Concentric Reducing - MI - DN40-25 | Standard | 16048298 | PASS
EXP61002 | M110 | CW-ARRAY | EXP61002B-1 |  | THREADED-COUPLING CONCENTRIC REDUCING-Class 150 | 40x25 | 40.2/56.2 | 1 | 54 | [9 empty] | BLACK | Threaded - Coupling Concentric Reducing - MI - DN40-25 | Standard | 16048316 | PASS
EXP61002 | M110 | CW-ARRAY | EXP61002B-1 |  | THREADED-COUPLING CONCENTRIC REDUCING-Class 150 | 40x25 | 40.2/56.2 | 1 | 54 | [9 empty] | BLACK | Threaded - Coupling Concentric Reducing - MI - DN40-25 | Standard | 16048328 | PASS
EXP61002 | M110 | CW-ARRAY | EXP61002B-1 |  | THREADED-COUPLING CONCENTRIC REDUCING-Class 150 | 40x25 | 40.2/56.2 | 1 | 54 | [9 empty] | BLACK | Threaded - Coupling Concentric Reducing - MI - DN40-25 | Standard | 16048348 | PASS
EXP61002 | M110 | CW-ARRAY | EXP61002B-1 |  | THREADED-COUPLING CONCENTRIC REDUCING-Class 150 | 40x25 | 40.2/56.2 | 1 | 54 | [9 empty] | BLACK | Threaded - Coupling Concentric Reducing - MI - DN40-25 | Standard | 16048973 | PASS
EXP61002 | M110 | CW-ARRAY | EXP61002A-2 |  | HEX BUSHING THREAD REDUCER | 40x25 | 48.3 | 1 | 12.7 | [9 empty] | BLACK | Hex Bushing Thread Reducer | Standard | 17050906 | PASS
EXP61002 | M110 | CW-ARRAY | EXP61002A-2 |  | VIC FP 90 DEG ELBOW No 001 | 65x65 | 76.1 | 1 | [10 empty] | BLACK | Victaulic-FP-Elbow No 001-003 | Standard | 17050911 | PASS
EXP61002 | M110 | CW-ARRAY | EXP61002A-2 |  | VIC FP 90 DEG ELBOW No 001 | 65x65 | 76.1 | 1 | [10 empty] | BLACK | Victaulic-FP-Elbow No 001-003 | Standard | 17050913 | PASS
EXP61002 | M110 | CW-ARRAY | EXP61002A-2 |  | VIC FP COUPLING STYLE 009N (RIGID) | 65x65 | 76.1 | 1 | [10 empty] | BLACK | Victaulic-FP-FireLock EZ Rigid Coupling Style 009N_Union | Standard | 17050917 | PASS
EXP61002 | M110 | CW-ARRAY | EXP61002A-2 |  | VIC FP COUPLING STYLE 009N (RIGID) | 65x65 | 76.1 | 1 | [10 empty] | BLACK | Victaulic-FP-FireLock EZ Rigid Coupling Style 009N_Union | Standard | 17050921 | PASS
EXP61002 | M110 | CW-ARRAY | EXP61002A-2 |  | VIC FP COUPLING STYLE 009N (RIGID) | 65x65 | 76.1 | 1 | [10 empty] | BLACK | Victaulic-FP-FireLock EZ Rigid Coupling Style 009N_Union | Standard | 17050925 | PASS
EXP61002 | M110 | CW-ARRAY | EXP61002A-2 |  | VIC FP COUPLING STYLE 009N (RIGID) | 65x65 | 76.1 | 1 | [10 empty] | BLACK | Victaulic-FP-FireLock EZ Rigid Coupling Style 009N_Union | Standard | 17050929 | PASS
EXP61002 | M110 | CW-ARRAY | EXP61002A-2 |  | BUTTWELD CAP END | 65 | 76.1 | 1 | [10 empty] | BLACK | Pipe Fitting - Butt-Welded Cap End | Standard | 17050936 | PASS
EXP61002 | M110 | CW-ARRAY | EXP61002A-2 |  | THREADED-COUPLING CONCENTRIC REDUCING-Class 150 | 40x25 | 40.2/56.2 | 1 | 54 | [9 empty] | BLACK | Threaded - Coupling Concentric Reducing - MI - DN40-25 | Standard | 17050950 | PASS
EXP61002 | M110 | CW-ARRAY | EXP61002A-2 |  | HEX BUSHING THREAD REDUCER | 40x25 | 48.3 | 1 | 12.7 | [9 empty] | BLACK | Hex Bushing Thread Reducer | Standard | 17050952 | PASS
EXP61002 | M110 | CW-ARRAY | EXP61002A-2 |  | VIC FP 90 DEG ELBOW No 001 | 65x65 | 76.1 | 1 | [10 empty] | BLACK | Victaulic-FP-Elbow No 001-003 | Standard | 17050954 | PASS
EXP61002 | M110 | CW-ARRAY | EXP61002A-2 |  | VIC FP 90 DEG ELBOW No 001 | 65x65 | 76.1 | 1 | [10 empty] | BLACK | Victaulic-FP-Elbow No 001-003 | Standard | 17050956 | PASS
EXP61002 | M110 | CW-ARRAY | EXP61002A-2 |  | VIC FP COUPLING STYLE 009N (RIGID) | 65x65 | 76.1 | 1 | [10 empty] | BLACK | Victaulic-FP-FireLock EZ Rigid Coupling Style 009N_Union | Standard | 17050960 | PASS
EXP61002 | M110 | CW-ARRAY | EXP61002A-2 |  | VIC FP COUPLING STYLE 009N (RIGID) | 65x65 | 76.1 | 1 | [10 empty] | BLACK | Victaulic-FP-FireLock EZ Rigid Coupling Style 009N_Union | Standard | 17050964 | PASS
EXP61002 | M110 | CW-ARRAY | EXP61002A-2 |  | VIC FP COUPLING STYLE 009N (RIGID) | 65x65 | 76.1 | 1 | [10 empty] | BLACK | Victaulic-FP-FireLock EZ Rigid Coupling Style 009N_Union | Standard | 17050966 | PASS
EXP61002 | M110 | CW-ARRAY | EXP61002A-2 |  | VIC FP COUPLING STYLE 009N (RIGID) | 65x65 | 76.1 | 1 | [10 empty] | BLACK | Victaulic-FP-FireLock EZ Rigid Coupling Style 009N_Union | Standard | 17050968 | PASS
EXP61002 | M110 | CW-ARRAY | EXP61002A-2 |  | VIC FP COUPLING STYLE 009N (RIGID) | 65x65 | 76.1 | 1 | [10 empty] | BLACK | Victaulic-FP-FireLock EZ Rigid Coupling Style 009N | Standard | 17154714 | PASS
EXP61002 | M110 | CW-ARRAY | EXP61002A-2 |  | VIC FP COUPLING STYLE 009N (RIGID) | 65x65 | 76.1 | 1 | [10 empty] | BLACK | Victaulic-FP-FireLock EZ Rigid Coupling Style 009N | Standard | 17154716 | PASS
EXP61002 | M110 | CW-ARRAY | EXP61002A-2 |  | VIC FP COUPLING STYLE 009N (RIGID) | 65x65 | 76.1 | 1 | [10 empty] | BLACK | Victaulic-FP-FireLock EZ Rigid Coupling Style 009N | Standard | 17154718 | PASS
EXP61002 | M110 | CW-ARRAY | EXP61002A-2 |  | VIC FP COUPLING STYLE 009N (RIGID) | 65x65 | 76.1 | 1 | [10 empty] | BLACK | Victaulic-FP-FireLock EZ Rigid Coupling Style 009N | Standard | 17154720 | PASS
EXP61002 | M110 | CW-ARRAY | EXP61002A-2 |  | VIC FP COUPLING STYLE 009N (RIGID) | 65x65 | 76.1 | 1 | [10 empty] | BLACK | Victaulic-FP-FireLock EZ Rigid Coupling Style 009N | Standard | 17154722 | PASS
EXP61002 | M110 | CW-ARRAY | EXP61002A-2 |  | VIC FP COUPLING STYLE 009N (RIGID) | 65x65 | 76.1 | 1 | [10 empty] | BLACK | Victaulic-FP-FireLock EZ Rigid Coupling Style 009N | Standard | 17154724 | PASS
EXP61002 | M110 | CW-ARRAY | EXP61002A-1 |  | VIC FP COUPLING STYLE 009N (RIGID) | 65x65 | 76.1 | 1 | [10 empty] | BLACK | Victaulic-FP-FireLock EZ Rigid Coupling Style 009N | Standard | 17154726 | PASS
EXP61002 | M110 | CW-ARRAY | EXP61002A-1 |  | VIC FP COUPLING STYLE 009N (RIGID) | 65x65 | 76.1 | 1 | [10 empty] | BLACK | Victaulic-FP-FireLock EZ Rigid Coupling Style 009N | Standard | 17154729 | PASS
EXP61002 | M110 | CW-ARRAY | EXP61002A-1 |  | VIC FP COUPLING STYLE 009N (RIGID) | 65x65 | 76.1 | 1 | [10 empty] | BLACK | Victaulic-FP-FireLock EZ Rigid Coupling Style 009N | Standard | 17154731 | PASS
EXP61002 | M110 | CW-ARRAY | EXP61002A-1 |  | VIC FP COUPLING STYLE 009N (RIGID) | 65x65 | 76.1 | 1 | [10 empty] | BLACK | Victaulic-FP-FireLock EZ Rigid Coupling Style 009N | Standard | 17154733 | PASS
EXP61002 | M110 | CW-ARRAY | EXP61002A-1 |  | VIC FP COUPLING STYLE 009N (RIGID) | 65x65 | 76.1 | 1 | [10 empty] | BLACK | Victaulic-FP-FireLock EZ Rigid Coupling Style 009N | Standard | 17154735 | PASS
EXP61002 | M110 | CW-ARRAY | EXP61002A-1 |  | VIC FP COUPLING STYLE 009N (RIGID) | 65x65 | 76.1 | 1 | [10 empty] | BLACK | Victaulic-FP-FireLock EZ Rigid Coupling Style 009N | Standard | 17154737 | PASS
EXP61002 | M110 | CW-ARRAY | EXP61002A-2 |  | VIC FP COUPLING STYLE 009N (RIGID) | 65x65 | 76.1 | 1 | [10 empty] | BLACK | Victaulic-FP-FireLock EZ Rigid Coupling Style 009N | Standard | 17154739 | PASS
EXP61002 | M110 | CW-ARRAY | EXP61002A-2 |  | VIC FP COUPLING STYLE 009N (RIGID) | 65x65 | 76.1 | 1 | [10 empty] | BLACK | Victaulic-FP-FireLock EZ Rigid Coupling Style 009N | Standard | 17154742 | PASS
EXP61002 | M110 | CW-ARRAY | EXP61002B-1 |  | VIC FP COUPLING STYLE 009N (RIGID) | 65x65 | 76.1 | 1 | [10 empty] | BLACK | Victaulic-FP-FireLock EZ Rigid Coupling Style 009N | Standard | 17154744 | PASS
EXP61002 | M110 | CW-ARRAY | EXP61002B-1 |  | VIC FP COUPLING STYLE 009N (RIGID) | 65x65 | 76.1 | 1 | [10 empty] | BLACK | Victaulic-FP-FireLock EZ Rigid Coupling Style 009N | Standard | 17154746 | PASS
EXP61002 | M110 | CW-ARRAY | EXP61002B-1 |  | VIC FP COUPLING STYLE 009N (RIGID) | 65x65 | 76.1 | 1 | [10 empty] | BLACK | Victaulic-FP-FireLock EZ Rigid Coupling Style 009N | Standard | 17154748 | PASS
EXP61002 | M110 | CW-ARRAY | EXP61002B-1 |  | VIC FP COUPLING STYLE 009N (RIGID) | 65x65 | 76.1 | 1 | [10 empty] | BLACK | Victaulic-FP-FireLock EZ Rigid Coupling Style 009N | Standard | 17154750 | PASS
EXP61002 | M110 | CW-ARRAY | EXP61002B-1 |  | VIC FP COUPLING STYLE 009N (RIGID) | 65x65 | 76.1 | 1 | [10 empty] | BLACK | Victaulic-FP-FireLock EZ Rigid Coupling Style 009N | Standard | 17154752 | PASS
EXP61002 | M110 | CW-ARRAY | EXP61002B-1 |  | VIC FP COUPLING STYLE 009N (RIGID) | 65x65 | 76.1 | 1 | [10 empty] | BLACK | Victaulic-FP-FireLock EZ Rigid Coupling Style 009N | Standard | 17154756 | PASS
EXP61002 | M110 | CW-ARRAY | EXP61002B-1 |  | VIC FP COUPLING STYLE 009N (RIGID) | 65x65 | 76.1 | 1 | [10 empty] | BLACK | Victaulic-FP-FireLock EZ Rigid Coupling Style 009N | Standard | 17154758 | PASS
EXP61002 | M110 | CW-ARRAY | EXP61002B-1 |  | VIC FP COUPLING STYLE 009N (RIGID) | 65x65 | 76.1 | 1 | [10 empty] | BLACK | Victaulic-FP-FireLock EZ Rigid Coupling Style 009N | Standard | 17154762 | PASS
EXP61002 | M110 | CW-ARRAY | EXP61002B-2 |  | VIC FP COUPLING STYLE 009N (RIGID) | 65x65 | 76.1 | 1 | [10 empty] | BLACK | Victaulic-FP-FireLock EZ Rigid Coupling Style 009N | Standard | 17154764 | PASS
EXP61002 | M110 | CW-ARRAY | EXP61002B-2 |  | VIC FP COUPLING STYLE 009N (RIGID) | 65x65 | 76.1 | 1 | [10 empty] | BLACK | Victaulic-FP-FireLock EZ Rigid Coupling Style 009N | Standard | 17154768 | PASS
EXP61002 | M110 | CW-ARRAY | EXP61002B-2 |  | VIC FP COUPLING STYLE 009N (RIGID) | 65x65 | 76.1 | 1 | [10 empty] | BLACK | Victaulic-FP-FireLock EZ Rigid Coupling Style 009N | Standard | 17154770 | PASS
EXP61002 | M110 | CW-ARRAY | EXP61002B-2 |  | VIC FP COUPLING STYLE 009N (RIGID) | 65x65 | 76.1 | 1 | [10 empty] | BLACK | Victaulic-FP-FireLock EZ Rigid Coupling Style 009N | Standard | 17154772 | PASS
EXP61002 | M110 | CW-ARRAY | EXP61002B-2 |  | VIC FP COUPLING STYLE 009N (RIGID) | 65x65 | 76.1 | 1 | [10 empty] | BLACK | Victaulic-FP-FireLock EZ Rigid Coupling Style 009N | Standard | 17154774 | PASS
EXP61002 | M110 | CW-ARRAY | EXP61002B-2 |  | VIC FP COUPLING STYLE 009N (RIGID) | 65x65 | 76.1 | 1 | [10 empty] | BLACK | Victaulic-FP-FireLock EZ Rigid Coupling Style 009N | Standard | 17154778 | PASS
EXP61002 | M111 | CW-ARRAY | EXP61102A-2 |  | VIC FP COUPLING STYLE 009N (RIGID) | 65x65 | 76.1 | 1 | [10 empty] | BLACK | Victaulic-FP-FireLock EZ Rigid Coupling Style 009N | Standard | 17154780 | PASS
EXP61002 | M111 | CW-ARRAY | EXP61102A-2 |  | VIC FP COUPLING STYLE 009N (RIGID) | 65x65 | 76.1 | 1 | [10 empty] | BLACK | Victaulic-FP-FireLock EZ Rigid Coupling Style 009N | Standard | 17154784 | PASS
EXP61002 | M111 | CW-ARRAY | EXP61102A-2 |  | VIC FP COUPLING STYLE 009N (RIGID) | 65x65 | 76.1 | 1 | [10 empty] | BLACK | Victaulic-FP-FireLock EZ Rigid Coupling Style 009N | Standard | 17154786 | PASS
EXP61002 | M111 | CW-ARRAY | EXP61102A-2 |  | VIC FP COUPLING STYLE 009N (RIGID) | 65x65 | 76.1 | 1 | [10 empty] | BLACK | Victaulic-FP-FireLock EZ Rigid Coupling Style 009N | Standard | 17154789 | PASS
EXP61002 | M111 | CW-ARRAY | EXP61102A-2 |  | VIC FP COUPLING STYLE 009N (RIGID) | 65x65 | 76.1 | 1 | [10 empty] | BLACK | Victaulic-FP-FireLock EZ Rigid Coupling Style 009N | Standard | 17154791 | PASS
EXP61002 | M111 | CW-ARRAY | EXP61102A-2 |  | VIC FP COUPLING STYLE 009N (RIGID) | 65x65 | 76.1 | 1 | [10 empty] | BLACK | Victaulic-FP-FireLock EZ Rigid Coupling Style 009N | Standard | 17154793 | PASS
EXP61002 | M111 | CW-ARRAY | EXP61102B |  | VIC FP COUPLING STYLE 009N (RIGID) | 65x65 | 76.1 | 1 | [10 empty] | BLACK | Victaulic-FP-FireLock EZ Rigid Coupling Style 009N | Standard | 17154795 | PASS
EXP61002 | M111 | CW-ARRAY | EXP61102B |  | VIC FP COUPLING STYLE 009N (RIGID) | 65x65 | 76.1 | 1 | [10 empty] | BLACK | Victaulic-FP-FireLock EZ Rigid Coupling Style 009N | Standard | 17154797 | PASS
EXP61002 | M111 | CW-ARRAY | EXP61102B |  | VIC FP COUPLING STYLE 009N (RIGID) | 65x65 | 76.1 | 1 | [10 empty] | BLACK | Victaulic-FP-FireLock EZ Rigid Coupling Style 009N | Standard | 17154799 | PASS
EXP61002 | M111 | CW-ARRAY | EXP61102B |  | VIC FP COUPLING STYLE 009N (RIGID) | 65x65 | 76.1 | 1 | [10 empty] | BLACK | Victaulic-FP-FireLock EZ Rigid Coupling Style 009N | Standard | 17154802 | PASS
EXP61002 | M111 | CW-ARRAY | EXP61102B |  | VIC FP COUPLING STYLE 009N (RIGID) | 65x65 | 76.1 | 1 | [10 empty] | BLACK | Victaulic-FP-FireLock EZ Rigid Coupling Style 009N | Standard | 17154804 | PASS
EXP61002 | M111 | CW-ARRAY | EXP61102B |  | VIC FP COUPLING STYLE 009N (RIGID) | 65x65 | 76.1 | 1 | [10 empty] | BLACK | Victaulic-FP-FireLock EZ Rigid Coupling Style 009N | Standard | 17154806 | PASS
EXP61002 | M110 | CW-ARRAY | EXP61002A-1 |  | VIC FP COUPLING STYLE 009N (RIGID) | 65x65 | 76.1 | 1 | [10 empty] | BLACK | Victaulic-FP-FireLock EZ Rigid Coupling Style 009N | Standard | 17154808 | PASS
EXP61002 | M110 | CW-ARRAY | EXP61002A-1 |  | VIC FP COUPLING STYLE 009N (RIGID) | 65x65 | 76.1 | 1 | [10 empty] | BLACK | Victaulic-FP-FireLock EZ Rigid Coupling Style 009N | Standard | 17154810 | PASS
EXP61002 | M110 | CW-ARRAY | EXP61002B-2 |  | VIC FP COUPLING STYLE 009N (RIGID) | 65x65 | 76.1 | 1 | [10 empty] | BLACK | Victaulic-FP-FireLock EZ Rigid Coupling Style 009N | Standard | 17154812 | PASS
EXP61002 | M110 | CW-ARRAY | EXP61002B-2 |  | VIC FP COUPLING STYLE 009N (RIGID) | 65x65 | 76.1 | 1 | [10 empty] | BLACK | Victaulic-FP-FireLock EZ Rigid Coupling Style 009N | Standard | 17154814 | PASS
EXP61002 | M111 | CW-ARRAY | EXP61102A-1 |  | VIC FP COUPLING STYLE 009N (RIGID) | 65x65 | 76.1 | 1 | [10 empty] | BLACK | Victaulic-FP-FireLock EZ Rigid Coupling Style 009N | Standard | 17154817 | PASS
EXP61002 | M111 | CW-ARRAY | EXP61102A-1 |  | VIC FP COUPLING STYLE 009N (RIGID) | 65x65 | 76.1 | 1 | [10 empty] | BLACK | Victaulic-FP-FireLock EZ Rigid Coupling Style 009N | Standard | 17154820 | PASS
EXP61002 | M111 | CW-ARRAY | EXP61102A-1 |  | VIC FP COUPLING STYLE 009N (RIGID) | 65x65 | 76.1 | 1 | [10 empty] | BLACK | Victaulic-FP-FireLock EZ Rigid Coupling Style 009N | Standard | 17154822 | PASS
EXP61002 | M111 | CW-ARRAY | EXP61102A-1 |  | VIC FP COUPLING STYLE 009N (RIGID) | 65x65 | 76.1 | 1 | [10 empty] | BLACK | Victaulic-FP-FireLock EZ Rigid Coupling Style 009N | Standard | 17154824 | PASS
EXP61002 | M111 | CW-ARRAY | EXP61102A-1 |  | VIC FP COUPLING STYLE 009N (RIGID) | 65x65 | 76.1 | 1 | [10 empty] | BLACK | Victaulic-FP-FireLock EZ Rigid Coupling Style 009N | Standard | 17154826 | PASS
EXP61002 | M111 | CW-ARRAY | EXP61102A-1 |  | VIC FP COUPLING STYLE 009N (RIGID) | 65x65 | 76.1 | 1 | [10 empty] | BLACK | Victaulic-FP-FireLock EZ Rigid Coupling Style 009N | Standard | 17154828 | PASS
EXP61002 | M110-M111 | CP-INTERNAL | EXP61002 |  | VIC FP COUPLING STYLE 009N (RIGID) | 150x150 | 168.3 | 1 | [10 empty] | GAL | Victaulic-FP-FireLock EZ Rigid Coupling Style 009N_Union_DN168 | Standard | 17422446 | FAIL: cần 'EXP61102', có 'EXP61002'
EXP61002 | M110-M111 | CP-INTERNAL | EXP61002 |  | VIC FP COUPLING STYLE 009N (RIGID) | 150x150 | 168.3 | 1 | [10 empty] | GAL | Victaulic-FP-FireLock EZ Rigid Coupling Style 009N_Union_DN168 | Standard | 17422450 | FAIL: cần 'EXP61102', có 'EXP61002'
EXP61002 | M110-M111 | CP-INTERNAL | EXP61002 |  | VIC FP COUPLING STYLE 009N (RIGID) | 150x150 | 168.3 | 1 | [10 empty] | GAL | Victaulic-FP-FireLock EZ Rigid Coupling Style 009N_Union_DN168 | Standard | 17422452 | FAIL: cần 'EXP61102', có 'EXP61002'
EXP61002 | M110-M111 | CP-INTERNAL | EXP61002 |  | VIC FP COUPLING STYLE 009N (RIGID) | 150x150 | 168.3 | 1 | [10 empty] | GAL | Victaulic-FP-FireLock EZ Rigid Coupling Style 009N_Union_DN168 | Standard | 17422454 | FAIL: cần 'EXP61102', có 'EXP61002'
EXP61002 | M110-M111 | CP-INTERNAL | EXP61002 |  | VIC FP COUPLING STYLE 009N (RIGID) | 150x150 | 165.1 | 1 | [10 empty] | GAL | Victaulic-FP-FireLock EZ Rigid Coupling Style 009N_Union | Standard | 17422456 | FAIL: cần 'EXP61102', có 'EXP61002'
EXP61002 | M110-M111 | CP-INTERNAL | EXP61002 |  | VIC FP COUPLING STYLE 009N (RIGID) | 150x150 | 168.3 | 1 | [10 empty] | GAL | Victaulic-FP-FireLock EZ Rigid Coupling Style 009N_Union_DN168 | Standard | 17422459 | FAIL: cần 'EXP61102', có 'EXP61002'
EXP61002 | M110-M111 | CP-INTERNAL | EXP61002 |  | VIC FP COUPLING STYLE 009N (RIGID) | 150x150 | 168.3 | 1 | [10 empty] | GAL | Victaulic-FP-FireLock EZ Rigid Coupling Style 009N_Union_DN168 | Standard | 17422463 | FAIL: cần 'EXP61102', có 'EXP61002'
EXP61002 | M110-M111 | CP-INTERNAL | EXP61002 |  | VIC FP COUPLING STYLE 009N (RIGID) | 150x150 | 168.3 | 1 | [10 empty] | GAL | Victaulic-FP-FireLock EZ Rigid Coupling Style 009N_Union_DN168 | Standard | 17422465 | FAIL: cần 'EXP61102', có 'EXP61002'
EXP61002 | M110-M111 | CP-INTERNAL | EXP61002 |  | VIC FP COUPLING STYLE 009N (RIGID) | 150x150 | 168.3 | 1 | [10 empty] | GAL | Victaulic-FP-FireLock EZ Rigid Coupling Style 009N_Union_DN168 | Standard | 17422467 | FAIL: cần 'EXP61102', có 'EXP61002'
EXP61002 | M110-M111 | CP-INTERNAL | EXP61002 |  | VIC FP COUPLING STYLE 009N (RIGID) | 150x150 | 165.1 | 1 | [10 empty] | GAL | Victaulic-FP-FireLock EZ Rigid Coupling Style 009N_Union | Standard | 17422469 | FAIL: cần 'EXP61102', có 'EXP61002'
EXP61002 | M110-M111 | CP-INTERNAL | EXP61002 |  | VIC FP COUPLING STYLE 009N (RIGID) | 150x150 | 168.3 | 1 | [10 empty] | GAL | Victaulic-FP-FireLock EZ Rigid Coupling Style 009N_Union_DN168 | Standard | 17422472 | FAIL: cần 'EXP61102', có 'EXP61002'
EXP61002 | M110-M111 | CP-INTERNAL | EXP61002 |  | VIC FP COUPLING STYLE 009N (RIGID) | 150x150 | 168.3 | 1 | [10 empty] | GAL | Victaulic-FP-FireLock EZ Rigid Coupling Style 009N_Union_DN168 | Standard | 17422476 | FAIL: cần 'EXP61102', có 'EXP61002'
EXP61002 | M110-M111 | CP-INTERNAL | EXP61002 |  | VIC FP COUPLING STYLE 009N (RIGID) | 150x150 | 168.3 | 1 | [10 empty] | GAL | Victaulic-FP-FireLock EZ Rigid Coupling Style 009N_Union_DN168 | Standard | 17422478 | FAIL: cần 'EXP61102', có 'EXP61002'
EXP61002 | M110-M111 | CP-INTERNAL | EXP61002 |  | VIC FP COUPLING STYLE 009N (RIGID) | 150x150 | 168.3 | 1 | [10 empty] | GAL | Victaulic-FP-FireLock EZ Rigid Coupling Style 009N_Union_DN168 | Standard | 17422480 | FAIL: cần 'EXP61102', có 'EXP61002'
EXP61002 | M110-M111 | CP-INTERNAL | EXP61002 |  | VIC FP COUPLING STYLE 009N (RIGID) | 150x150 | 165.1 | 1 | [10 empty] | GAL | Victaulic-FP-FireLock EZ Rigid Coupling Style 009N_Union | Standard | 17422482 | FAIL: cần 'EXP61102', có 'EXP61002'
EXP61002 | M110-M111 | CP-INTERNAL | EXP61002 |  | VIC FP COUPLING STYLE 009N (RIGID) | 150x150 | 168.3 | 1 | [10 empty] | GAL | Victaulic-FP-FireLock EZ Rigid Coupling Style 009N_Union_DN168 | Standard | 17422485 | FAIL: cần 'EXP61102', có 'EXP61002'
EXP61002 | M110-M111 | CP-INTERNAL | EXP61002 |  | VIC FP COUPLING STYLE 009N (RIGID) | 150x150 | 168.3 | 1 | [10 empty] | GAL | Victaulic-FP-FireLock EZ Rigid Coupling Style 009N_Union_DN168 | Standard | 17422489 | FAIL: cần 'EXP61102', có 'EXP61002'
EXP61002 | M110-M111 | CP-INTERNAL | EXP61002 |  | VIC FP COUPLING STYLE 009N (RIGID) | 150x150 | 168.3 | 1 | [10 empty] | GAL | Victaulic-FP-FireLock EZ Rigid Coupling Style 009N_Union_DN168 | Standard | 17422491 | FAIL: cần 'EXP61102', có 'EXP61002'
EXP61002 | M110-M111 | CP-INTERNAL | EXP61002 |  | VIC FP COUPLING STYLE 009N (RIGID) | 150x150 | 168.3 | 1 | [10 empty] | GAL | Victaulic-FP-FireLock EZ Rigid Coupling Style 009N_Union_DN168 | Standard | 17422493 | FAIL: cần 'EXP61102', có 'EXP61002'
EXP61002 | M110-M111 | CP-INTERNAL | EXP61002 |  | VIC FP COUPLING STYLE 009N (RIGID) | 150x150 | 165.1 | 1 | [10 empty] | GAL | Victaulic-FP-FireLock EZ Rigid Coupling Style 009N_Union | Standard | 17422495 | FAIL: cần 'EXP61102', có 'EXP61002'
EXP61002 | M110-M111 | CP-INTERNAL | EXP61002 |  | VIC FP COUPLING STYLE 009N (RIGID) | 150x150 | 168.3 | 1 | [10 empty] | GAL | Victaulic-FP-FireLock EZ Rigid Coupling Style 009N_Union_DN168 | Standard | 17422525 | FAIL: cần 'EXP61102', có 'EXP61002'
EXP61002 | M110-M111 | CP-INTERNAL | EXP61002 |  | VIC FP COUPLING STYLE 009N (RIGID) | 150x150 | 168.3 | 1 | [10 empty] | GAL | Victaulic-FP-FireLock EZ Rigid Coupling Style 009N_Union_DN168 | Standard | 17422527 | FAIL: cần 'EXP61102', có 'EXP61002'
EXP61002 | M110-M111 | CP-INTERNAL | EXP61002 |  | VIC FP COUPLING STYLE 009N (RIGID) | 150x150 | 168.3 | 1 | [10 empty] | GAL | Victaulic-FP-FireLock EZ Rigid Coupling Style 009N_Union_DN168 | Standard | 17422529 | FAIL: cần 'EXP61102', có 'EXP61002'
EXP61002 | M110-M111 | CP-INTERNAL | EXP61002 |  | VIC FP COUPLING STYLE 009N (RIGID) | 150x150 | 168.3 | 1 | [10 empty] | GAL | Victaulic-FP-FireLock EZ Rigid Coupling Style 009N_Union_DN168 | Standard | 17422531 | FAIL: cần 'EXP61102', có 'EXP61002'
EXP61002 | M110-M111 | CP-INTERNAL | EXP61002 |  | VIC FP CONCENTRIC REDUCER No 50 | 150x150 | 168.3x165.1 | 1 | [10 empty] | GAL | Victaulic-Reducer No 50-51_DN168.3 - DN165.1 | Standard | 17422533 | FAIL: cần 'EXP61102', có 'EXP61002'
EXP61002 | M110-M111 | CP-INTERNAL | EXP61002 |  | VIC FP CONCENTRIC REDUCER No 50 | 150x150 | 168.3x165.1 | 1 | [10 empty] | GAL | Victaulic-Reducer No 50-51_DN168.3 - DN165.1 | Standard | 17422535 | FAIL: cần 'EXP61102', có 'EXP61002'
EXP61002 | M110-M111 | CP-INTERNAL | EXP61002 |  | VIC FP CONCENTRIC REDUCER No 50 | 150x150 | 168.3x165.1 | 1 | [10 empty] | GAL | Victaulic-Reducer No 50-51_DN168.3 - DN165.1 | Standard | 17422537 | FAIL: cần 'EXP61102', có 'EXP61002'
EXP61002 | M110-M111 | CP-INTERNAL | EXP61002 |  | VIC FP CONCENTRIC REDUCER No 50 | 150x150 | 168.3x165.1 | 1 | [10 empty] | GAL | Victaulic-Reducer No 50-51_DN168.3 - DN165.1 | Standard | 17422539 | FAIL: cần 'EXP61102', có 'EXP61002'
Total | [7 empty] | 401 | [14 empty] | SKIP: Thiếu dữ liệu

## Pipe Accessory Schedule
EE_Cross Passage | EE_Location and Lanes | EE_System Type | EE_Array Number | EE_Stock Code | EE_Item Description | Size | Outside Diameter | Qty | Length | EE_FAB Pipe | EE_PIPE END-1 | EE_PIPE END-2 | EE_Run Dim 1 | EE_Pap 1 | EE_Run Dim 2 | EE_Pap 2 | EE_Run Dim 3 | EE_Pap 3 | EE_Pipe Treatment | Family | Type | ID | Array_Number_Check
EXP61002 | M110-M111 | CP-INTERNAL | EXP61002 |  | PS02.04 | 150x150 |  | 1 | [10 empty] | GAL | PS02.04 | PS02.04 | 2370835 | FAIL: cần 'EXP61102', có 'EXP61002'
EXP61002 | M110-M111 | CP-INTERNAL | EXP61002 |  | PS03.02 | 150x150 |  | 1 | [10 empty] | GAL | PS03.02 | PS03.02 | 2370836 | FAIL: cần 'EXP61102', có 'EXP61002'
EXP61002 | M110-M111 | CP-INTERNAL | EXP61002 |  | PS03.02 | 150x150 |  | 1 | [10 empty] | GAL | PS03.02 | PS03.02 | 2370839 | FAIL: cần 'EXP61102', có 'EXP61002'
EXP61002 | M110-M111 | CP-INTERNAL | EXP61002 |  | PS02.04 | 150x150 |  | 1 | [10 empty] | GAL | PS02.04 | PS02.04 | 2370852 | FAIL: cần 'EXP61102', có 'EXP61002'
EXP61002 | M110-M111 | CP-INTERNAL | EXP61002 |  | PS03.02 | 150x150 |  | 1 | [10 empty] | GAL | PS03.02 | PS03.02 | 2370886 | FAIL: cần 'EXP61102', có 'EXP61002'
EXP61002 | M110-M111 | CP-INTERNAL | EXP61002 |  | PS03.02 | 150x150 |  | 1 | [10 empty] | GAL | PS03.02 | PS03.02 | 2370889 | FAIL: cần 'EXP61102', có 'EXP61002'
EXP61002 | M110 | CW-DISTRIBUTION | EXP61002B |  | PS03.02 | 150x150 |  | 1 | [10 empty] | BLACK | PS03.02 | PS03.02 | 2416913 | PASS
EXP61002 | M111 | CW-DISTRIBUTION | EXP61102B |  | PS03.02 | 150x150 |  | 1 | [10 empty] | BLACK | PS03.02 | PS03.02 | 2416953 | PASS
EXP61002 | M110 | CW-ARRAY | EXP61002A-2 |  | PS04.04 | 65x65 |  | 1 | [10 empty] | BLACK | PS04.04 | PS04.04 | 2416981 | PASS
EXP61002 | M110 | CW-ARRAY | EXP61002A-2 |  | PS04.04 | 65x65 |  | 1 | [10 empty] | BLACK | PS04.04 | PS04.04 | 2416983 | PASS
EXP61002 | M110 | CW-ARRAY | EXP61002A-2 |  | PS04.04 | 65x65 |  | 1 | [10 empty] | BLACK | PS04.04 | PS04.04 | 2416985 | PASS
EXP61002 | M110 | CW-ARRAY | EXP61002A-2 |  | PS04.04 | 65x65 |  | 1 | [10 empty] | BLACK | PS04.04 | PS04.04 | 2416989 | PASS
EXP61002 | M110 | CW-ARRAY | EXP61002A-2 |  | PS04.03 | 150x150 |  | 1 | [10 empty] | BLACK | PS04.03 | PS04.03 | 2417009 | PASS
EXP61002 | M110 | CW-ARRAY | EXP61002A-2 |  | PS04.03 | 150x150 |  | 1 | [10 empty] | BLACK | PS04.03 | PS04.03 | 2417013 | PASS
EXP61002 | M110 | CW-ARRAY | EXP61002A-2 |  | PS04.04 | 65x65 |  | 1 | [10 empty] | BLACK | PS04.04 | PS04.04 | 2417056 | PASS
EXP61002 | M110 | CW-ARRAY | EXP61002A-2 |  | PS04.03 | 150x150 |  | 1 | [10 empty] | BLACK | PS04.03 | PS04.03 | 2417058 | PASS
EXP61002 | M110 | CW-ARRAY | EXP61002A-2 |  | PS04.04 | 65x65 |  | 1 | [10 empty] | BLACK | PS04.04 | PS04.04 | 2417060 | PASS
EXP61002 | M110 | CW-ARRAY | EXP61002A-2 |  | PS04.04 | 65x65 |  | 1 | [10 empty] | BLACK | PS04.04 | PS04.04 | 2417112 | PASS
EXP61002 | M110 | CW-ARRAY | EXP61002A-2 |  | PS04.04 | 65x65 |  | 1 | [10 empty] | BLACK | PS04.04 | PS04.04 | 2417116 | PASS
EXP61002 | M110 | CW-ARRAY | EXP61002A-1 |  | PS04.04 | 65x65 |  | 1 | [10 empty] | BLACK | PS04.04 | PS04.04 | 2417174 | PASS
EXP61002 | M110 | CW-ARRAY | EXP61002A-1 |  | PS04.04 | 65x65 |  | 1 | [10 empty] | BLACK | PS04.04 | PS04.04 | 2417176 | PASS
EXP61002 | M110 | CW-ARRAY | EXP61002A-1 |  | PS04.04 | 65x65 |  | 1 | [10 empty] | BLACK | PS04.04 | PS04.04 | 2417178 | PASS
EXP61002 | M110 | CW-ARRAY | EXP61002A-1 |  | PS04.03 | 150x150 |  | 1 | [10 empty] | BLACK | PS04.03 | PS04.03 | 2417180 | PASS
EXP61002 | M110 | CW-ARRAY | EXP61002A-1 |  | PS04.04 | 65x65 |  | 1 | [10 empty] | BLACK | PS04.04 | PS04.04 | 2417182 | PASS
EXP61002 | M110 | CW-ARRAY | EXP61002A-1 |  | PS04.03 | 150x150 |  | 1 | [10 empty] | BLACK | PS04.03 | PS04.03 | 2417202 | PASS
EXP61002 | M110 | CW-ARRAY | EXP61002A-1 |  | PS04.04 | 65x65 |  | 1 | [10 empty] | BLACK | PS04.04 | PS04.04 | 2417242 | PASS
EXP61002 | M110 | CW-ARRAY | EXP61002A-1 |  | PS04.04 | 65x65 |  | 1 | [10 empty] | BLACK | PS04.04 | PS04.04 | 2417244 | PASS
EXP61002 | M110 | CW-ARRAY | EXP61002A-1 |  | PS04.04 | 65x65 |  | 1 | [10 empty] | BLACK | PS04.04 | PS04.04 | 2417246 | PASS
EXP61002 | M110 | CW-ARRAY | EXP61002A-1 |  | PS04.03 | 150x150 |  | 1 | [10 empty] | BLACK | PS04.03 | PS04.03 | 2417248 | PASS
EXP61002 | M110 | CW-ARRAY | EXP61002A-1 |  | PS04.04 | 65x65 |  | 1 | [10 empty] | BLACK | PS04.04 | PS04.04 | 2417250 | PASS
EXP61002 | M110 | CW-ARRAY | EXP61002A-1 |  | PS04.04 | 65x65 |  | 1 | [10 empty] | BLACK | PS04.04 | PS04.04 | 2417298 | PASS
EXP61002 | M110 | CW-ARRAY | EXP61002A-1 |  | PS04.04 | 65x65 |  | 1 | [10 empty] | BLACK | PS04.04 | PS04.04 | 2417300 | PASS
EXP61002 | M110 | CW-ARRAY | EXP61002A-1 |  | PS04.04 | 65x65 |  | 1 | [10 empty] | BLACK | PS04.04 | PS04.04 | 2417302 | PASS
EXP61002 | M110 | CW-ARRAY | EXP61002A-1 |  | PS04.03 | 150x150 |  | 1 | [10 empty] | BLACK | PS04.03 | PS04.03 | 2417304 | PASS
EXP61002 | M110 | CW-ARRAY | EXP61002A-1 |  | PS04.04 | 65x65 |  | 1 | [10 empty] | BLACK | PS04.04 | PS04.04 | 2417306 | PASS
EXP61002 | M110 | CW-ARRAY | EXP61002A-1 |  | PS04.03 | 150x150 |  | 1 | [10 empty] | BLACK | PS04.03 | PS04.03 | 2417353 | PASS
EXP61002 | M110 | CW-ARRAY | EXP61002A-2 |  | PS04.04 | 65x65 |  | 1 | [10 empty] | BLACK | PS04.04 | PS04.04 | 2417368 | PASS
EXP61002 | M110 | CW-ARRAY | EXP61002A-2 |  | PS04.03 | 150x150 |  | 1 | [10 empty] | BLACK | PS04.03 | PS04.03 | 2417370 | PASS
EXP61002 | M110 | CW-ARRAY | EXP61002A-2 |  | PS04.04 | 65x65 |  | 1 | [10 empty] | BLACK | PS04.04 | PS04.04 | 2417372 | PASS
EXP61002 | M110 | CW-ARRAY | EXP61002A-1 |  | PS04.03 | 150x150 |  | 1 | [10 empty] | BLACK | PS04.03 | PS04.03 | 2417422 | PASS
EXP61002 | M110 | CW-DISTRIBUTION | EXP61002A |  | PS04.03 | 150x150 |  | 1 | [10 empty] | BLACK | PS04.03 | PS04.03 | 2417499 | PASS
EXP61002 | M110 | CW-DISTRIBUTION | EXP61002A |  | PS04.03 | 150x150 |  | 1 | [10 empty] | BLACK | PS04.03 | PS04.03 | 2417501 | PASS
EXP61002 | M110 | CW-DISTRIBUTION | EXP61002A |  | PS04.03 | 150x150 |  | 1 | [10 empty] | BLACK | PS04.03 | PS04.03 | 2417503 | PASS
EXP61002 | M110 | CW-DISTRIBUTION | EXP61002A |  | PS04.03 | 150x150 |  | 1 | [10 empty] | BLACK | PS04.03 | PS04.03 | 2417505 | PASS
EXP61002 | M110 | CW-DISTRIBUTION | EXP61002A |  | PS04.03 | 150x150 |  | 1 | [10 empty] | BLACK | PS04.03 | PS04.03 | 2417507 | PASS
EXP61002 | M110 | CW-DISTRIBUTION | EXP61002B |  | PS04.03 | 150x150 |  | 1 | [10 empty] | BLACK | PS04.03 | PS04.03 | 2417553 | PASS
EXP61002 | M110 | CW-DISTRIBUTION | EXP61002B |  | PS04.03 | 150x150 |  | 1 | [10 empty] | BLACK | PS04.03 | PS04.03 | 2417555 | PASS
EXP61002 | M110 | CW-DISTRIBUTION | EXP61002B |  | PS04.03 | 150x150 |  | 1 | [10 empty] | BLACK | PS04.03 | PS04.03 | 2417557 | PASS
EXP61002 | M110 | CW-DISTRIBUTION | EXP61002B |  | PS04.03 | 150x150 |  | 1 | [10 empty] | BLACK | PS04.03 | PS04.03 | 2417559 | PASS
EXP61002 | M110 | CW-DISTRIBUTION | EXP61002B |  | PS04.03 | 150x150 |  | 1 | [10 empty] | BLACK | PS04.03 | PS04.03 | 2417561 | PASS
EXP61002 | M110 | CW-ARRAY | EXP61002B-1 |  | PS04.04 | 65x65 |  | 1 | [10 empty] | BLACK | PS04.04 | PS04.04 | 2417563 | PASS
EXP61002 | M110 | CW-ARRAY | EXP61002B-1 |  | PS04.04 | 65x65 |  | 1 | [10 empty] | BLACK | PS04.04 | PS04.04 | 2417565 | PASS
EXP61002 | M110 | CW-ARRAY | EXP61002B-1 |  | PS04.04 | 65x65 |  | 1 | [10 empty] | BLACK | PS04.04 | PS04.04 | 2417567 | PASS
EXP61002 | M110 | CW-ARRAY | EXP61002B-1 |  | PS04.03 | 150x150 |  | 1 | [10 empty] | BLACK | PS04.03 | PS04.03 | 2417569 | PASS
EXP61002 | M110 | CW-ARRAY | EXP61002B-1 |  | PS04.04 | 65x65 |  | 1 | [10 empty] | BLACK | PS04.04 | PS04.04 | 2417571 | PASS
EXP61002 | M110 | CW-ARRAY | EXP61002B-1 |  | PS04.03 | 150x150 |  | 1 | [10 empty] | BLACK | PS04.03 | PS04.03 | 2417591 | PASS
EXP61002 | M110 | CW-ARRAY | EXP61002B-1 |  | PS04.03 | 150x150 |  | 1 | [10 empty] | BLACK | PS04.03 | PS04.03 | 2417595 | PASS
EXP61002 | M110 | CW-ARRAY | EXP61002B-1 |  | PS04.04 | 65x65 |  | 1 | [10 empty] | BLACK | PS04.04 | PS04.04 | 2417634 | PASS
EXP61002 | M110 | CW-ARRAY | EXP61002B-1 |  | PS04.04 | 65x65 |  | 1 | [10 empty] | BLACK | PS04.04 | PS04.04 | 2417636 | PASS
EXP61002 | M110 | CW-ARRAY | EXP61002B-1 |  | PS04.04 | 65x65 |  | 1 | [10 empty] | BLACK | PS04.04 | PS04.04 | 2417638 | PASS
EXP61002 | M110 | CW-ARRAY | EXP61002B-1 |  | PS04.03 | 150x150 |  | 1 | [10 empty] | BLACK | PS04.03 | PS04.03 | 2417640 | PASS
EXP61002 | M110 | CW-ARRAY | EXP61002B-1 |  | PS04.04 | 65x65 |  | 1 | [10 empty] | BLACK | PS04.04 | PS04.04 | 2417642 | PASS
EXP61002 | M110 | CW-ARRAY | EXP61002B-1 |  | PS04.04 | 65x65 |  | 1 | [10 empty] | BLACK | PS04.04 | PS04.04 | 2417690 | PASS
EXP61002 | M110 | CW-ARRAY | EXP61002B-1 |  | PS04.04 | 65x65 |  | 1 | [10 empty] | BLACK | PS04.04 | PS04.04 | 2417692 | PASS
EXP61002 | M110 | CW-ARRAY | EXP61002B-1 |  | PS04.04 | 65x65 |  | 1 | [10 empty] | BLACK | PS04.04 | PS04.04 | 2417694 | PASS
EXP61002 | M110 | CW-ARRAY | EXP61002B-1 |  | PS04.04 | 65x65 |  | 1 | [10 empty] | BLACK | PS04.04 | PS04.04 | 2417698 | PASS
EXP61002 | M110 | CW-ARRAY | EXP61002B-1 |  | PS04.04 | 65x65 |  | 1 | [10 empty] | BLACK | PS04.04 | PS04.04 | 2417754 | PASS
EXP61002 | M110 | CW-ARRAY | EXP61002B-1 |  | PS04.04 | 65x65 |  | 1 | [10 empty] | BLACK | PS04.04 | PS04.04 | 2417756 | PASS
EXP61002 | M110 | CW-ARRAY | EXP61002B-1 |  | PS04.04 | 65x65 |  | 1 | [10 empty] | BLACK | PS04.04 | PS04.04 | 2417758 | PASS
EXP61002 | M110 | CW-ARRAY | EXP61002B-1 |  | PS04.04 | 65x65 |  | 1 | [10 empty] | BLACK | PS04.04 | PS04.04 | 2417762 | PASS
EXP61002 | M110 | CW-ARRAY | EXP61002B-2 |  | PS04.03 | 150x150 |  | 1 | [10 empty] | BLACK | PS04.03 | PS04.03 | 2417820 | PASS
EXP61002 | M110 | CW-ARRAY | EXP61002B-2 |  | PS04.03 | 150x150 |  | 1 | [10 empty] | BLACK | PS04.03 | PS04.03 | 2417842 | PASS
EXP61002 | M110 | CW-ARRAY | EXP61002B-2 |  | PS04.03 | 150x150 |  | 1 | [10 empty] | BLACK | PS04.03 | PS04.03 | 2417846 | PASS
EXP61002 | M110 | CW-ARRAY | EXP61002B-2 |  | PS04.03 | 150x150 |  | 1 | [10 empty] | BLACK | PS04.03 | PS04.03 | 2417891 | PASS
EXP61002 | M110 | CW-ARRAY | EXP61002B-2 |  | PS04.03 | 150x150 |  | 1 | [10 empty] | BLACK | PS04.03 | PS04.03 | 2417947 | PASS
EXP61002 | M110 | CW-ARRAY | EXP61002B-2 |  | PS04.03 | 150x150 |  | 1 | [10 empty] | BLACK | PS04.03 | PS04.03 | 2417996 | PASS
EXP61002 | M110 | CW-DISTRIBUTION | EXP61002B |  | PS04.03 | 150x150 |  | 1 | [10 empty] | BLACK | PS04.03 | PS04.03 | 2418063 | PASS
EXP61002 | M111 | CW-ARRAY | EXP61102A-2 |  | PS04.03 | 150x150 |  | 1 | [10 empty] | BLACK | PS04.03 | PS04.03 | 2418264 | PASS
EXP61002 | M111 | CW-ARRAY | EXP61102A-2 |  | PS04.03 | 150x150 |  | 1 | [10 empty] | BLACK | PS04.03 | PS04.03 | 2418279 | PASS
EXP61002 | M111 | CW-ARRAY | EXP61102A-2 |  | PS04.03 | 150x150 |  | 1 | [10 empty] | BLACK | PS04.03 | PS04.03 | 2418393 | PASS
EXP61002 | M111 | CW-DISTRIBUTION | EXP61102A |  | PS04.03 | 150x150 |  | 1 | [10 empty] | BLACK | PS04.03 | PS04.03 | 2418470 | PASS
EXP61002 | M111 | CW-DISTRIBUTION | EXP61102A |  | PS04.03 | 150x150 |  | 1 | [10 empty] | BLACK | PS04.03 | PS04.03 | 2418472 | PASS
EXP61002 | M111 | CW-ARRAY | EXP61102B |  | PS04.03 | 150x150 |  | 1 | [10 empty] | BLACK | PS04.03 | PS04.03 | 2425300 | PASS
EXP61002 | M111 | CW-ARRAY | EXP61102B |  | PS04.03 | 150x150 |  | 1 | [10 empty] | BLACK | PS04.03 | PS04.03 | 2425302 | PASS
EXP61002 | M111 | CW-ARRAY | EXP61102B |  | PS04.03 | 150x150 |  | 1 | [10 empty] | BLACK | PS04.03 | PS04.03 | 2425304 | PASS
EXP61002 | M111 | CW-ARRAY | EXP61102B |  | PS04.03 | 150x150 |  | 1 | [10 empty] | BLACK | PS04.03 | PS04.03 | 2425373 | PASS
EXP61002 | M111 | CW-ARRAY | EXP61102B |  | PS04.03 | 150x150 |  | 1 | [10 empty] | BLACK | PS04.03 | PS04.03 | 2425431 | PASS
EXP61002 | M110 | CW-DISTRIBUTION | EXP61002A |  | PS04.03 | 150x150 |  | 1 | [10 empty] | BLACK | PS04.03 | PS04.03 | 8598625 | PASS
EXP61002 | M110 | CW-DISTRIBUTION | EXP61002A |  | PS04.03 | 150x150 |  | 1 | [10 empty] | BLACK | PS04.03 | PS04.03 | 8598627 | PASS
EXP61002 | M111 | CW-DISTRIBUTION | EXP61102A |  | PS04.03 | 150x150 |  | 1 | [10 empty] | BLACK | PS04.03 | PS04.03 | 8598631 | PASS
EXP61002 | M111 | CW-DISTRIBUTION | EXP61102A |  | PS04.03 | 150x150 |  | 1 | [10 empty] | BLACK | PS04.03 | PS04.03 | 8598633 | PASS
EXP61002 | M111 | CW-DISTRIBUTION | EXP61102B |  | PS04.03 | 150x150 |  | 1 | [10 empty] | BLACK | PS04.03 | PS04.03 | 8598639 | PASS
EXP61002 | M111 | CW-DISTRIBUTION | EXP61102B |  | PS04.03 | 150x150 |  | 1 | [10 empty] | BLACK | PS04.03 | PS04.03 | 8598641 | PASS
EXP61002 | M110 | CW-DISTRIBUTION | EXP61002B |  | PS04.03 | 150x150 |  | 1 | [10 empty] | BLACK | PS04.03 | PS04.03 | 9321507 | PASS
EXP61002 | M110 | CW-DISTRIBUTION | EXP61002B |  | PS04.03 | 150x150 |  | 1 | [10 empty] | BLACK | PS04.03 | PS04.03 | 9321509 | PASS
EXP61002 | M110 | CW-DISTRIBUTION | EXP61002A |  | PS04.03 | 150x150 |  | 1 | [10 empty] | BLACK | PS04.03 | PS04.03 | 9321947 | PASS
EXP61002 | M111 | CW-DISTRIBUTION | EXP61102A |  | PS04.03 | 150x150 |  | 1 | [10 empty] | BLACK | PS04.03 | PS04.03 | 9322414 | PASS
EXP61002 | M111 | CW-DISTRIBUTION | EXP61102A |  | PS04.03 | 150x150 |  | 1 | [10 empty] | BLACK | PS04.03 | PS04.03 | 9322416 | PASS
EXP61002 | M110 | CW-DISTRIBUTION | EXP61002A |  | PS04.03 | 150x150 |  | 1 | [10 empty] | BLACK | PS04.03 | PS04.03 | 9901934 | PASS
EXP61002 | M110 | CW-ARRAY | EXP61002A-1 |  | PS04.04 | 65x65 |  | 1 | [10 empty] | BLACK | PS04.04 | PS04.04 | 10607161 | PASS
EXP61002 | M110 | CW-ARRAY | EXP61002A-1 |  | PS04.04 | 65x65 |  | 1 | [10 empty] | BLACK | PS04.04 | PS04.04 | 10607163 | PASS
EXP61002 | M110 | CW-ARRAY | EXP61002A-1 |  | PS04.04 | 65x65 |  | 1 | [10 empty] | BLACK | PS04.04 | PS04.04 | 10607165 | PASS
EXP61002 | M110 | CW-ARRAY | EXP61002A-1 |  | PS04.03 | 150x150 |  | 1 | [10 empty] | BLACK | PS04.03 | PS04.03 | 10607167 | PASS
EXP61002 | M110 | CW-ARRAY | EXP61002A-1 |  | PS04.04 | 65x65 |  | 1 | [10 empty] | BLACK | PS04.04 | PS04.04 | 10607169 | PASS
EXP61002 | M110 | CW-ARRAY | EXP61002B-2 |  | PS04.03 | 150x150 |  | 1 | [10 empty] | BLACK | PS04.03 | PS04.03 | 10622653 | PASS
EXP61002 | M111 | CW-ARRAY | EXP61102A-1 |  | PS04.03 | 150x150 |  | 1 | [10 empty] | BLACK | PS04.03 | PS04.03 | 11667016 | PASS
EXP61002 | M111 | CW-ARRAY | EXP61102A-1 |  | PS04.03 | 150x150 |  | 1 | [10 empty] | BLACK | PS04.03 | PS04.03 | 11667018 | PASS
EXP61002 | M111 | CW-ARRAY | EXP61102A-1 |  | PS04.03 | 150x150 |  | 1 | [10 empty] | BLACK | PS04.03 | PS04.03 | 11667020 | PASS
EXP61002 | M111 | CW-ARRAY | EXP61102A-1 |  | PS04.03 | 150x150 |  | 1 | [10 empty] | BLACK | PS04.03 | PS04.03 | 11667077 | PASS
EXP61002 | M111 | CW-ARRAY | EXP61102A-1 |  | PS04.03 | 150x150 |  | 1 | [10 empty] | BLACK | PS04.03 | PS04.03 | 11667120 | PASS
EXP61002 | M111 | CW-DISTRIBUTION | EXP61102A |  | PS04.03 | 150x150 |  | 1 | [10 empty] | BLACK | PS04.03 | PS04.03 | 11667179 | PASS
EXP61002 | M111 | CW-DISTRIBUTION | EXP61102A |  | PS04.03 | 150x150 |  | 1 | [10 empty] | BLACK | PS04.03 | PS04.03 | 11667181 | PASS
EXP61002 | M111 | CW-DISTRIBUTION | EXP61102A |  | PS04.03 | 150x150 |  | 1 | [10 empty] | BLACK | PS04.03 | PS04.03 | 11667189 | PASS
EXP61002 | M111 | CW-ARRAY | EXP61102A-1 |  | PS04.04 | 65x65 |  | 1 | [10 empty] | BLACK | PS04.04 | PS04.04 | 12011662 | PASS
EXP61002 | M111 | CW-ARRAY | EXP61102A-1 |  | PS04.04 | 65x65 |  | 1 | [10 empty] | BLACK | PS04.04 | PS04.04 | 12011663 | PASS
EXP61002 | M111 | CW-ARRAY | EXP61102A-1 |  | PS04.04 | 65x65 |  | 1 | [10 empty] | BLACK | PS04.04 | PS04.04 | 12011670 | PASS
EXP61002 | M111 | CW-ARRAY | EXP61102A-1 |  | PS04.04 | 65x65 |  | 1 | [10 empty] | BLACK | PS04.04 | PS04.04 | 12011671 | PASS
EXP61002 | M111 | CW-ARRAY | EXP61102A-1 |  | PS04.04 | 65x65 |  | 1 | [10 empty] | BLACK | PS04.04 | PS04.04 | 12011700 | PASS
EXP61002 | M111 | CW-ARRAY | EXP61102A-1 |  | PS04.04 | 65x65 |  | 1 | [10 empty] | BLACK | PS04.04 | PS04.04 | 12011701 | PASS
EXP61002 | M111 | CW-ARRAY | EXP61102A-1 |  | PS04.04 | 65x65 |  | 1 | [10 empty] | BLACK | PS04.04 | PS04.04 | 12011708 | PASS
EXP61002 | M111 | CW-ARRAY | EXP61102A-1 |  | PS04.04 | 65x65 |  | 1 | [10 empty] | BLACK | PS04.04 | PS04.04 | 12011709 | PASS
EXP61002 | M111 | CW-ARRAY | EXP61102A-1 |  | PS04.04 | 65x65 |  | 1 | [10 empty] | BLACK | PS04.04 | PS04.04 | 12011716 | PASS
EXP61002 | M111 | CW-ARRAY | EXP61102A-1 |  | PS04.04 | 65x65 |  | 1 | [10 empty] | BLACK | PS04.04 | PS04.04 | 12011717 | PASS
EXP61002 | M111 | CW-ARRAY | EXP61102A-1 |  | PS04.04 | 65x65 |  | 1 | [10 empty] | BLACK | PS04.04 | PS04.04 | 12011724 | PASS
EXP61002 | M111 | CW-ARRAY | EXP61102A-1 |  | PS04.04 | 65x65 |  | 1 | [10 empty] | BLACK | PS04.04 | PS04.04 | 12011725 | PASS
EXP61002 | M111 | CW-ARRAY | EXP61102A-2 |  | PS04.04 | 65x65 |  | 1 | [10 empty] | BLACK | PS04.04 | PS04.04 | 12011742 | PASS
EXP61002 | M111 | CW-ARRAY | EXP61102A-2 |  | PS04.04 | 65x65 |  | 1 | [10 empty] | BLACK | PS04.04 | PS04.04 | 12011743 | PASS
EXP61002 | M111 | CW-ARRAY | EXP61102A-2 |  | PS04.04 | 65x65 |  | 1 | [10 empty] | BLACK | PS04.04 | PS04.04 | 12011750 | PASS
EXP61002 | M111 | CW-ARRAY | EXP61102A-2 |  | PS04.04 | 65x65 |  | 1 | [10 empty] | BLACK | PS04.04 | PS04.04 | 12011758 | PASS
EXP61002 | M111 | CW-ARRAY | EXP61102A-2 |  | PS04.04 | 65x65 |  | 1 | [10 empty] | BLACK | PS04.04 | PS04.04 | 12011759 | PASS
EXP61002 | M111 | CW-ARRAY | EXP61102A-2 |  | PS04.04 | 65x65 |  | 1 | [10 empty] | BLACK | PS04.04 | PS04.04 | 12011766 | PASS
EXP61002 | M111 | CW-ARRAY | EXP61102A-2 |  | PS04.04 | 65x65 |  | 1 | [10 empty] | BLACK | PS04.04 | PS04.04 | 12011767 | PASS
EXP61002 | M111 | CW-ARRAY | EXP61102A-2 |  | PS04.04 | 65x65 |  | 1 | [10 empty] | BLACK | PS04.04 | PS04.04 | 12011774 | PASS
EXP61002 | M111 | CW-ARRAY | EXP61102A-2 |  | PS04.04 | 65x65 |  | 1 | [10 empty] | BLACK | PS04.04 | PS04.04 | 12011775 | PASS
EXP61002 | M111 | CW-ARRAY | EXP61102A-2 |  | PS04.04 | 65x65 |  | 1 | [10 empty] | BLACK | PS04.04 | PS04.04 | 12011782 | PASS
EXP61002 | M111 | CW-ARRAY | EXP61102A-2 |  | PS04.04 | 65x65 |  | 1 | [10 empty] | BLACK | PS04.04 | PS04.04 | 12011783 | PASS
EXP61002 | M111 | CW-ARRAY | EXP61102B |  | PS04.04 | 65x65 |  | 1 | [10 empty] | BLACK | PS04.04 | PS04.04 | 12011790 | PASS
EXP61002 | M111 | CW-ARRAY | EXP61102B |  | PS04.04 | 65x65 |  | 1 | [10 empty] | BLACK | PS04.04 | PS04.04 | 12011791 | PASS
EXP61002 | M111 | CW-ARRAY | EXP61102B |  | PS04.04 | 65x65 |  | 1 | [10 empty] | BLACK | PS04.04 | PS04.04 | 12011800 | PASS
EXP61002 | M111 | CW-ARRAY | EXP61102B |  | PS04.04 | 65x65 |  | 1 | [10 empty] | BLACK | PS04.04 | PS04.04 | 12011801 | PASS
EXP61002 | M111 | CW-ARRAY | EXP61102B |  | PS04.04 | 65x65 |  | 1 | [10 empty] | BLACK | PS04.04 | PS04.04 | 12011808 | PASS
EXP61002 | M111 | CW-ARRAY | EXP61102B |  | PS04.04 | 65x65 |  | 1 | [10 empty] | BLACK | PS04.04 | PS04.04 | 12011809 | PASS
EXP61002 | M111 | CW-ARRAY | EXP61102B |  | PS04.04 | 65x65 |  | 1 | [10 empty] | BLACK | PS04.04 | PS04.04 | 12011814 | PASS
EXP61002 | M111 | CW-ARRAY | EXP61102B |  | PS04.04 | 65x65 |  | 1 | [10 empty] | BLACK | PS04.04 | PS04.04 | 12011815 | PASS
EXP61002 | M111 | CW-ARRAY | EXP61102B |  | PS04.04 | 65x65 |  | 1 | [10 empty] | BLACK | PS04.04 | PS04.04 | 12011820 | PASS
EXP61002 | M111 | CW-ARRAY | EXP61102B |  | PS04.04 | 65x65 |  | 1 | [10 empty] | BLACK | PS04.04 | PS04.04 | 12011821 | PASS
EXP61002 | M111 | CW-ARRAY | EXP61102B |  | PS04.04 | 65x65 |  | 1 | [10 empty] | BLACK | PS04.04 | PS04.04 | 12011826 | PASS
EXP61002 | M111 | CW-ARRAY | EXP61102B |  | PS04.04 | 65x65 |  | 1 | [10 empty] | BLACK | PS04.04 | PS04.04 | 12011827 | PASS
EXP61002 | M110 | CW-ARRAY | EXP61002B-2 |  | PS04.04 | 65x65 |  | 1 | [10 empty] | BLACK | PS04.04 | PS04.04 | 12011837 | PASS
EXP61002 | M110 | CW-ARRAY | EXP61002B-2 |  | PS04.04 | 65x65 |  | 1 | [10 empty] | BLACK | PS04.04 | PS04.04 | 12011838 | PASS
EXP61002 | M110 | CW-ARRAY | EXP61002B-2 |  | PS04.04 | 65x65 |  | 1 | [10 empty] | BLACK | PS04.04 | PS04.04 | 12011845 | PASS
EXP61002 | M110 | CW-ARRAY | EXP61002B-2 |  | PS04.04 | 65x65 |  | 1 | [10 empty] | BLACK | PS04.04 | PS04.04 | 12011846 | PASS
EXP61002 | M110 | CW-ARRAY | EXP61002B-2 |  | PS04.04 | 65x65 |  | 1 | [10 empty] | BLACK | PS04.04 | PS04.04 | 12011853 | PASS
EXP61002 | M110 | CW-ARRAY | EXP61002B-2 |  | PS04.04 | 65x65 |  | 1 | [10 empty] | BLACK | PS04.04 | PS04.04 | 12011854 | PASS
EXP61002 | M110 | CW-ARRAY | EXP61002B-2 |  | PS04.04 | 65x65 |  | 1 | [10 empty] | BLACK | PS04.04 | PS04.04 | 12011861 | PASS
EXP61002 | M110 | CW-ARRAY | EXP61002B-2 |  | PS04.04 | 65x65 |  | 1 | [10 empty] | BLACK | PS04.04 | PS04.04 | 12011862 | PASS
EXP61002 | M110 | CW-ARRAY | EXP61002B-2 |  | PS04.04 | 65x65 |  | 1 | [10 empty] | BLACK | PS04.04 | PS04.04 | 12011869 | PASS
EXP61002 | M110 | CW-ARRAY | EXP61002B-2 |  | PS04.04 | 65x65 |  | 1 | [10 empty] | BLACK | PS04.04 | PS04.04 | 12011870 | PASS
EXP61002 | M110 | CW-ARRAY | EXP61002B-2 |  | PS04.04 | 65x65 |  | 1 | [10 empty] | BLACK | PS04.04 | PS04.04 | 12011877 | PASS
EXP61002 | M110 | CW-ARRAY | EXP61002B-2 |  | PS04.04 | 65x65 |  | 1 | [10 empty] | BLACK | PS04.04 | PS04.04 | 12011878 | PASS
EXP61002 | M110 | CW-ARRAY | EXP61002B-2 |  | PS04.04 | 65x65 |  | 1 | [10 empty] | BLACK | PS04.04 | PS04.04 | 12011885 | PASS
EXP61002 | M110 | CW-ARRAY | EXP61002B-2 |  | PS04.04 | 65x65 |  | 1 | [10 empty] | BLACK | PS04.04 | PS04.04 | 12011886 | PASS
EXP61002 | M110 | CW-ARRAY | EXP61002B-2 |  | PS04.04 | 65x65 |  | 1 | [10 empty] | BLACK | PS04.04 | PS04.04 | 12011895 | PASS
EXP61002 | M110 | CW-ARRAY | EXP61002B-2 |  | PS04.04 | 65x65 |  | 1 | [10 empty] | BLACK | PS04.04 | PS04.04 | 12011896 | PASS
EXP61002 | M110 | CW-ARRAY | EXP61002A-2 |  | PS04.04 | 65x65 |  | 1 | [10 empty] | BLACK | PS04.04 | PS04.04 | 12011911 | PASS
EXP61002 | M110 | CW-ARRAY | EXP61002A-2 |  | PS04.04 | 65x65 |  | 1 | [10 empty] | BLACK | PS04.04 | PS04.04 | 12011912 | PASS
EXP61002 | M110 | CW-ARRAY | EXP61002A-2 |  | PS04.04 | 65x65 |  | 1 | [10 empty] | BLACK | PS04.04 | PS04.04 | 12034105 | PASS
EXP61002 | M110 | CW-ARRAY | EXP61002A-2 |  | PS04.04 | 65x65 |  | 1 | [10 empty] | BLACK | PS04.04 | PS04.04 | 12034106 | PASS
EXP61002 | M110 | CW-ARRAY | EXP61002A-2 |  | PS04.04 | 65x65 |  | 1 | [10 empty] | BLACK | PS04.04 | PS04.04 | 12034131 | PASS
EXP61002 | M110 | CP-EXTERNAL | EXP61002 |  | PS04.03 | 150x150 |  | 1 | [10 empty] | BLACK | PS04.03 | PS04.03 | 12244390 | PASS
EXP61002 | M110 | CP-EXTERNAL | EXP61002 |  | PS04.03 | 150x150 |  | 1 | [10 empty] | BLACK | PS04.03 | PS04.03 | 12244460 | PASS
EXP61002 | M111 | CP-EXTERNAL | EXP61002 |  | PS04.03 | 150x150 |  | 1 | [10 empty] | BLACK | PS04.03 | PS04.03 | 12244749 | FAIL: cần 'EXP61102', có 'EXP61002'
EXP61002 | M111 | CP-EXTERNAL | EXP61002 |  | PS04.03 | 150x150 |  | 1 | [10 empty] | BLACK | PS04.03 | PS04.03 | 12244860 | FAIL: cần 'EXP61102', có 'EXP61002'
EXP61002 | M110 | CW-DISTRIBUTION | EXP61002A |  | PS04.03 | 150x150 |  | 1 | [10 empty] | BLACK | PS04.03 | PS04.03 | 13293792 | PASS
EXP61002 | M111 | CW-DISTRIBUTION | EXP61102A |  | PS04.03 | 150x150 |  | 1 | [10 empty] | BLACK | PS04.03 | PS04.03 | 13293940 | PASS
EXP61002 | M110 | CW-ARRAY | EXP61002A-1 |  | W-4-3 | 150x150 |  | 1 | [10 empty] | BLACK | W-4-3 | W-4-3 | 13375446 | PASS
EXP61002 | M110 | CW-DISTRIBUTION | EXP61002A |  | W-4-3 | 150x150 |  | 1 | [10 empty] | BLACK | W-4-3 | W-4-3 | 13375852 | PASS
EXP61002 | M110 | CW-ARRAY | EXP61002B-1 |  | W-4-3 | 150x150 |  | 1 | [10 empty] | BLACK | W-4-3 | W-4-3 | 13376239 | PASS
EXP61002 | M110 | CW-ARRAY | EXP61002B-2 |  | W-4-3 | 150x150 |  | 1 | [10 empty] | BLACK | W-4-3 | W-4-3 | 13376376 | PASS
EXP61002 | M110 | CW-DISTRIBUTION | EXP61002B |  | W-4-3 | 150x150 |  | 1 | [10 empty] | BLACK | W-4-3 | W-4-3 | 13376458 | PASS
EXP61002 | M110 | CW-DISTRIBUTION | EXP61002B |  | W-2-3 | 150x150 |  | 1 | [10 empty] | BLACK | W-2-3 | W-2-3 | 13376750 | PASS
EXP61002 | M110 | CW-DISTRIBUTION | EXP61002A |  | W-2-3 | 150x150 |  | 1 | [10 empty] | BLACK | W-2-3 | W-2-3 | 13376882 | PASS
EXP61002 | M110 | CW-DISTRIBUTION | EXP61002B |  | W-T-4-3 | 150x150 |  | 1 | [10 empty] | BLACK | W-T-4-3 | W-T-4-3_PT 150-2 | 13377027 | PASS
EXP61002 | M111 | CW-DISTRIBUTION | EXP61102B |  | W-T-4-3 | 150x150 |  | 1 | [10 empty] | BLACK | W-T-4-3 | W-T-4-3_PT 150-2 | 13377233 | PASS
EXP61002 | M111 | CW-ARRAY | EXP61102A-1 |  | W-4-3 | 150x150 |  | 1 | [10 empty] | BLACK | W-4-3 | W-4-3 | 13377366 | PASS
EXP61002 | M111 | CW-ARRAY | EXP61102A-2 |  | W-4-3 | 150x150 |  | 1 | [10 empty] | BLACK | W-4-3 | W-4-3 | 13377434 | PASS
EXP61002 | M111 | CW-ARRAY | EXP61102B |  | W-4-3 | 150x150 |  | 1 | [10 empty] | BLACK | W-4-3 | W-4-3 | 13377617 | PASS
EXP61002 | M111 | CW-DISTRIBUTION | EXP61102A |  | W-4-3 | 150x150 |  | 1 | [10 empty] | BLACK | W-4-3 | W-4-3 | 13377775 | PASS
EXP61002 | M111 | CW-DISTRIBUTION | EXP61102A |  | W-2-3 | 150x150 |  | 1 | [10 empty] | BLACK | W-2-3 | W-2-3 | 13377904 | PASS
EXP61002 | M111 | CW-DISTRIBUTION | EXP61102B |  | W-4-3 | 150x150 |  | 1 | [10 empty] | BLACK | W-4-3 | W-4-3 | 13377964 | PASS
EXP61002 | M110 | CW-ARRAY | EXP61002A-2 |  | W-4-3 | 150x150 |  | 1 | [10 empty] | BLACK | W-4-3 | W-4-3 | 13613931 | PASS
EXP61002 | M110 | CW-ARRAY | EXP61002A-2 |  | PS04.03 | 150x150 |  | 1 | [10 empty] | BLACK | PS04.03 | PS04.03 | 13940750 | PASS
EXP61002 | M110 | CW-ARRAY | EXP61002A-1 |  | PS04.03 | 150x150 |  | 1 | [10 empty] | BLACK | PS04.03 | PS04.03 | 13940753 | PASS
EXP61002 | M110 | CW-ARRAY | EXP61002B-2 |  | PS04.03 | 150x150 |  | 1 | [10 empty] | BLACK | PS04.03 | PS04.03 | 13940758 | PASS
EXP61002 | M110 | CP-EXTERNAL | EXP61002 |  | PS04.03 | 150x150 |  | 1 | [10 empty] | BLACK | PS04.03 | PS04.03 | 14459791 | PASS
EXP61002 | M110 | CP-EXTERNAL | EXP61002 |  | PS04.03 | 150x150 |  | 1 | [10 empty] | BLACK | PS04.03 | PS04.03 | 14459792 | PASS
EXP61002 | M111 | CP-EXTERNAL | EXP61002 |  | PS04.03 | 150x150 |  | 1 | [10 empty] | BLACK | PS04.03 | PS04.03 | 14459860 | FAIL: cần 'EXP61102', có 'EXP61002'
EXP61002 | M111 | CP-EXTERNAL | EXP61002 |  | PS04.03 | 150x150 |  | 1 | [10 empty] | BLACK | PS04.03 | PS04.03 | 14459861 | FAIL: cần 'EXP61102', có 'EXP61002'
EXP61002 | M110-M111 | CP-INTERNAL | EXP61002 |  | W-T-4-3 | 150x150 |  | 1 | [10 empty] | GAL | W-T-4-3 | W-T-4-3_PT 150-2 | 14480660 | FAIL: cần 'EXP61102', có 'EXP61002'
EXP61002 | M110-M111 | CP-INTERNAL | EXP61002 |  | W-T-4-3 | 150x150 |  | 1 | [10 empty] | GAL | W-T-4-3 | W-T-4-3_PT 150-2 | 14480946 | FAIL: cần 'EXP61102', có 'EXP61002'
EXP61002 | M110-M111 | CP-INTERNAL | EXP61002 |  | PS03.02 | 150x150 |  | 1 | [10 empty] | GAL | PS03.02 | PS03.02 | 14511361 | FAIL: cần 'EXP61102', có 'EXP61002'
EXP61002 | M110-M111 | CP-INTERNAL | EXP61002 |  | PS03.02 | 150x150 |  | 1 | [10 empty] | GAL | PS03.02 | PS03.02 | 14511538 | FAIL: cần 'EXP61102', có 'EXP61002'
EXP61002 | M110 | CW-ARRAY | EXP61002A-2 |  | PS04.03 (two anchor) | 150x150 |  | 1 | [10 empty] | BLACK | PS04.03 (two anchor) | PS04.03 (two anchor) | 14611862 | PASS
EXP61002 | M110 | CW-ARRAY | EXP61002A-2 |  | PS04.03 (two anchor) | 150x150 |  | 1 | [10 empty] | BLACK | PS04.03 (two anchor) | PS04.03 (two anchor) | 14611990 | PASS
EXP61002 | M110 | CW-ARRAY | EXP61002A-2 |  | PS04.03 (two anchor) | 150x150 |  | 1 | [10 empty] | BLACK | PS04.03 (two anchor) | PS04.03 (two anchor) | 14612101 | PASS
EXP61002 | M110 | CW-ARRAY | EXP61002B-1 |  | PS04.03 (two anchor) | 150x150 |  | 1 | [10 empty] | BLACK | PS04.03 (two anchor) | PS04.03 (two anchor) | 14612372 | PASS
EXP61002 | M110 | CW-ARRAY | EXP61002B-1 |  | PS04.03 (two anchor) | 150x150 |  | 1 | [10 empty] | BLACK | PS04.03 (two anchor) | PS04.03 (two anchor) | 14612548 | PASS
EXP61002 | M110 | CW-ARRAY | EXP61002B-1 |  | PS04.03 (two anchor) | 150x150 |  | 1 | [10 empty] | BLACK | PS04.03 (two anchor) | PS04.03 (two anchor) | 14612652 | PASS
EXP61002 | M110 | CW-ARRAY | EXP61002B-1 |  | PS04.03 (two anchor) | 150x150 |  | 1 | [10 empty] | BLACK | PS04.03 (two anchor) | PS04.03 (two anchor) | 14612743 | PASS
EXP61002 | M111 | CW-ARRAY | EXP61102A-2 |  | PS04.03 | 150x150 |  | 1 | [10 empty] | BLACK | PS04.03 | PS04.03 | 14613283 | PASS
EXP61002 | M111 | CW-ARRAY | EXP61102A-2 |  | PS04.03 (two anchor) | 150x150 |  | 1 | [10 empty] | BLACK | PS04.03 (two anchor) | PS04.03 (two anchor) | 14613336 | PASS
EXP61002 | M111 | CW-ARRAY | EXP61102A-2 |  | PS04.03 (two anchor) | 150x150 |  | 1 | [10 empty] | BLACK | PS04.03 (two anchor) | PS04.03 (two anchor) | 14613555 | PASS
EXP61002 | M110 | CW-ARRAY | EXP61002A-2 |  | PS04.04 | 65x65 |  | 1 | [10 empty] | BLACK | PS04.04 | PS04.04 | 17050931 | PASS
EXP61002 | M110 | CW-ARRAY | EXP61002A-2 |  | PS04.04 | 65x65 |  | 1 | [10 empty] | BLACK | PS04.04 | PS04.04 | 17050946 | PASS
EXP61002 | M110 | CW-ARRAY | EXP61002A-2 |  | PS04.04 | 65x65 |  | 1 | [10 empty] | BLACK | PS04.04 | PS04.04 | 17050947 | PASS
EXP61002 | M110 | CW-ARRAY | EXP61002A-2 |  | PS04.04 | 65x65 |  | 1 | [10 empty] | BLACK | PS04.04 | PS04.04 | 17050970 | PASS
EXP61002 | M110-M111 | CP-INTERNAL | EXP61002 |  | FP-DELUGE VALVE-DN150 | 150x150x50 |  | 1 | [10 empty] | GAL | FP-DELUGE VALVE-DN150 | FP-DELUGE VALVE-DN150 | 17422445 | FAIL: cần 'EXP61102', có 'EXP61002'
EXP61002 | M110-M111 | CP-INTERNAL | EXP61002 |  | FP-DELUGE VALVE-DN150 | 150x150x50 |  | 1 | [10 empty] | GAL | FP-DELUGE VALVE-DN150 | FP-DELUGE VALVE-DN150 | 17422458 | FAIL: cần 'EXP61102', có 'EXP61002'
EXP61002 | M110-M111 | CP-INTERNAL | EXP61002 |  | FP-DELUGE VALVE-DN150 | 150x150x50 |  | 1 | [10 empty] | GAL | FP-DELUGE VALVE-DN150 | FP-DELUGE VALVE-DN150 | 17422471 | FAIL: cần 'EXP61102', có 'EXP61002'
EXP61002 | M110-M111 | CP-INTERNAL | EXP61002 |  | FP-DELUGE VALVE-DN150 | 150x150x50 |  | 1 | [10 empty] | GAL | FP-DELUGE VALVE-DN150 | FP-DELUGE VALVE-DN150 | 17422484 | FAIL: cần 'EXP61102', có 'EXP61002'
EXP61002 | M110-M111 | CP-INTERNAL | EXP61002 |  | VIC FP BUTTERFLY VALVE SERIES 705 W/ WEATHERPROOF ACTUATOR | 150x150 | 168.3 | 1 | [10 empty] | GAL | Victaulic-FP-Series 705 Butterfly Valve | Standard | 17422500 | FAIL: cần 'EXP61102', có 'EXP61002'
EXP61002 | M110-M111 | CP-INTERNAL | EXP61002 |  | VIC FP BUTTERFLY VALVE SERIES 705 W/ WEATHERPROOF ACTUATOR | 150x150 | 168.3 | 1 | [10 empty] | GAL | Victaulic-FP-Series 705 Butterfly Valve | Standard | 17422501 | FAIL: cần 'EXP61102', có 'EXP61002'
EXP61002 | M110-M111 | CP-INTERNAL | EXP61002 |  | VIC FP BUTTERFLY VALVE SERIES 705 W/ WEATHERPROOF ACTUATOR | 150x150 | 168.3 | 1 | [10 empty] | GAL | Victaulic-FP-Series 705 Butterfly Valve | Standard | 17422502 | FAIL: cần 'EXP61102', có 'EXP61002'
EXP61002 | M110-M111 | CP-INTERNAL | EXP61002 |  | VIC FP BUTTERFLY VALVE SERIES 705 W/ WEATHERPROOF ACTUATOR | 150x150 | 168.3 | 1 | [10 empty] | GAL | Victaulic-FP-Series 705 Butterfly Valve | Standard | 17422503 | FAIL: cần 'EXP61102', có 'EXP61002'
EXP61002 | M110-M111 | CP-INTERNAL | EXP61002 |  | VIC FP BUTTERFLY VALVE SERIES 705 W/ WEATHERPROOF ACTUATOR | 150x150 | 168.3 | 1 | [10 empty] | GAL | Victaulic-FP-Series 705 Butterfly Valve | Standard | 17422504 | FAIL: cần 'EXP61102', có 'EXP61002'
EXP61002 | M110-M111 | CP-INTERNAL | EXP61002 |  | VIC FP BUTTERFLY VALVE SERIES 705 W/ WEATHERPROOF ACTUATOR | 150x150 | 168.3 | 1 | [10 empty] | GAL | Victaulic-FP-Series 705 Butterfly Valve | Standard | 17422505 | FAIL: cần 'EXP61102', có 'EXP61002'
EXP61002 | M110-M111 | CP-INTERNAL | EXP61002 |  | VIC FP BUTTERFLY VALVE SERIES 705 W/ WEATHERPROOF ACTUATOR | 150x150 | 168.3 | 1 | [10 empty] | GAL | Victaulic-FP-Series 705 Butterfly Valve | Standard | 17422506 | FAIL: cần 'EXP61102', có 'EXP61002'
EXP61002 | M110-M111 | CP-INTERNAL | EXP61002 |  | VIC FP BUTTERFLY VALVE SERIES 705 W/ WEATHERPROOF ACTUATOR | 150x150 | 168.3 | 1 | [10 empty] | GAL | Victaulic-FP-Series 705 Butterfly Valve | Standard | 17422507 | FAIL: cần 'EXP61102', có 'EXP61002'
Total | [7 empty] | 228 | [14 empty] | SKIP: Thiếu dữ liệu

## Sprinkler Schedule
EE_Cross Passage | EE_Location and Lanes | EE_System Type | EE_Array Number | EE_Stock Code | EE_Item Description | Size | Outside Diameter | Qty | Length | EE_FAB Pipe | EE_PIPE END-1 | EE_PIPE END-2 | EE_Run Dim 1 | EE_Pap 1 | EE_Run Dim 2 | EE_Pap 2 | EE_Run Dim 3 | EE_Pap 3 | EE_Pipe Treatment | Family | Type | ID | Array_Number_Check
EXP61002 | M110 | CW-ARRAY | EXP61002A-2 |  | TNL-280 |  |  | 1 | [11 empty] | Sprinkler Nozzle_Reliable_TNL280 | Sprinkler Nozzle_Reliable_TNL280 | 2417393 | PASS
EXP61002 | M110 | CW-ARRAY | EXP61002A-2 |  | TNL-280 |  |  | 1 | [11 empty] | Sprinkler Nozzle_Reliable_TNL280 | Sprinkler Nozzle_Reliable_TNL280 | 2417403 | PASS
EXP61002 | M110 | CW-ARRAY | EXP61002B-1 |  | TNL-280 |  |  | 1 | [11 empty] | Sprinkler Nozzle_Reliable_TNL280 | Sprinkler Nozzle_Reliable_TNL280 | 2417781 | PASS
EXP61002 | M110 | CW-ARRAY | EXP61002B-1 |  | TNL-280 |  |  | 1 | [11 empty] | Sprinkler Nozzle_Reliable_TNL280 | Sprinkler Nozzle_Reliable_TNL280 | 2417786 | PASS
EXP61002 | M110 | CW-ARRAY | EXP61002B-1 |  | TNL-280 |  |  | 1 | [11 empty] | Sprinkler Nozzle_Reliable_TNL280 | Sprinkler Nozzle_Reliable_TNL280 | 2417791 | PASS
EXP61002 | M110 | CW-ARRAY | EXP61002B-2 |  | TNL-280 |  |  | 1 | [11 empty] | Sprinkler Nozzle_Reliable_TNL280 | Sprinkler Nozzle_Reliable_TNL280 | 2417919 | PASS
EXP61002 | M111 | CW-ARRAY | EXP61102A-2 |  | TNL-280 |  |  | 1 | [11 empty] | Sprinkler Nozzle_Reliable_TNL280 | Sprinkler Nozzle_Reliable_TNL280 | 2418411 | PASS
EXP61002 | M111 | CW-ARRAY | EXP61102A-2 |  | TNL-280 |  |  | 1 | [11 empty] | Sprinkler Nozzle_Reliable_TNL280 | Sprinkler Nozzle_Reliable_TNL280 | 2418416 | PASS
EXP61002 | M111 | CW-ARRAY | EXP61102A-2 |  | TNL-280 |  |  | 1 | [11 empty] | Sprinkler Nozzle_Reliable_TNL280 | Sprinkler Nozzle_Reliable_TNL280 | 2418421 | PASS
EXP61002 | M111 | CW-ARRAY | EXP61102B |  | TNL-280 |  |  | 1 | [11 empty] | Sprinkler Nozzle_Reliable_TNL280 | Sprinkler Nozzle_Reliable_TNL280 | 2425452 | PASS
EXP61002 | M111 | CW-ARRAY | EXP61102B |  | TNL-280 |  |  | 1 | [11 empty] | Sprinkler Nozzle_Reliable_TNL280 | Sprinkler Nozzle_Reliable_TNL280 | 2425462 | PASS
EXP61002 | M110 | CW-ARRAY | EXP61002B-2 |  | TNL-280 |  |  | 1 | [11 empty] | Sprinkler Nozzle_Reliable_TNL280 | Sprinkler Nozzle_Reliable_TNL280 | 10412655 | PASS
EXP61002 | M110 | CW-ARRAY | EXP61002B-2 |  | TNL-280 |  |  | 1 | [11 empty] | Sprinkler Nozzle_Reliable_TNL280 | Sprinkler Nozzle_Reliable_TNL280 | 10412660 | PASS
EXP61002 | M110 | CW-ARRAY | EXP61002B-2 |  | TNL-280 |  |  | 1 | [11 empty] | Sprinkler Nozzle_Reliable_TNL280 | Sprinkler Nozzle_Reliable_TNL280 | 10412665 | PASS
EXP61002 | M110 | CW-ARRAY | EXP61002B-2 |  | TNL-280 |  |  | 1 | [11 empty] | Sprinkler Nozzle_Reliable_TNL280 | Sprinkler Nozzle_Reliable_TNL280 | 10412670 | PASS
EXP61002 | M110 | CW-ARRAY | EXP61002B-2 |  | TNL-280 |  |  | 1 | [11 empty] | Sprinkler Nozzle_Reliable_TNL280 | Sprinkler Nozzle_Reliable_TNL280 | 10412675 | PASS
EXP61002 | M110 | CW-ARRAY | EXP61002B-2 |  | TNL-280 |  |  | 1 | [11 empty] | Sprinkler Nozzle_Reliable_TNL280 | Sprinkler Nozzle_Reliable_TNL280 | 10412680 | PASS
EXP61002 | M110 | CW-ARRAY | EXP61002B-2 |  | TNL-280 |  |  | 1 | [11 empty] | Sprinkler Nozzle_Reliable_TNL280 | Sprinkler Nozzle_Reliable_TNL280 | 10412685 | PASS
EXP61002 | M110 | CW-ARRAY | EXP61002B-2 |  | TNL-280 |  |  | 1 | [11 empty] | Sprinkler Nozzle_Reliable_TNL280 | Sprinkler Nozzle_Reliable_TNL280 | 10412690 | PASS
EXP61002 | M110 | CW-ARRAY | EXP61002B-1 |  | TNL-280 |  |  | 1 | [11 empty] | Sprinkler Nozzle_Reliable_TNL280 | Sprinkler Nozzle_Reliable_TNL280 | 10412695 | PASS
EXP61002 | M110 | CW-ARRAY | EXP61002B-1 |  | TNL-280 |  |  | 1 | [11 empty] | Sprinkler Nozzle_Reliable_TNL280 | Sprinkler Nozzle_Reliable_TNL280 | 10412700 | PASS
EXP61002 | M110 | CW-ARRAY | EXP61002B-1 |  | TNL-280 |  |  | 1 | [11 empty] | Sprinkler Nozzle_Reliable_TNL280 | Sprinkler Nozzle_Reliable_TNL280 | 10412705 | PASS
EXP61002 | M110 | CW-ARRAY | EXP61002B-1 |  | TNL-280 |  |  | 1 | [11 empty] | Sprinkler Nozzle_Reliable_TNL280 | Sprinkler Nozzle_Reliable_TNL280 | 10412713 | PASS
EXP61002 | M110 | CW-ARRAY | EXP61002B-1 |  | TNL-280 |  |  | 1 | [11 empty] | Sprinkler Nozzle_Reliable_TNL280 | Sprinkler Nozzle_Reliable_TNL280 | 10412718 | PASS
EXP61002 | M110 | CW-ARRAY | EXP61002B-1 |  | TNL-280 |  |  | 1 | [11 empty] | Sprinkler Nozzle_Reliable_TNL280 | Sprinkler Nozzle_Reliable_TNL280 | 10412723 | PASS
EXP61002 | M110 | CW-ARRAY | EXP61002B-1 |  | TNL-280 |  |  | 1 | [11 empty] | Sprinkler Nozzle_Reliable_TNL280 | Sprinkler Nozzle_Reliable_TNL280 | 10412730 | PASS
EXP61002 | M110 | CW-ARRAY | EXP61002B-1 |  | TNL-280 |  |  | 1 | [11 empty] | Sprinkler Nozzle_Reliable_TNL280 | Sprinkler Nozzle_Reliable_TNL280 | 10412735 | PASS
EXP61002 | M110 | CW-ARRAY | EXP61002B-1 |  | TNL-280 |  |  | 1 | [11 empty] | Sprinkler Nozzle_Reliable_TNL280 | Sprinkler Nozzle_Reliable_TNL280 | 10412740 | PASS
EXP61002 | M110 | CW-ARRAY | EXP61002A-2 |  | TNL-280 |  |  | 1 | [11 empty] | Sprinkler Nozzle_Reliable_TNL280 | Sprinkler Nozzle_Reliable_TNL280 | 10412745 | PASS
EXP61002 | M110 | CW-ARRAY | EXP61002A-2 |  | TNL-280 |  |  | 1 | [11 empty] | Sprinkler Nozzle_Reliable_TNL280 | Sprinkler Nozzle_Reliable_TNL280 | 10412750 | PASS
EXP61002 | M110 | CW-ARRAY | EXP61002A-2 |  | TNL-280 |  |  | 1 | [11 empty] | Sprinkler Nozzle_Reliable_TNL280 | Sprinkler Nozzle_Reliable_TNL280 | 10412755 | PASS
EXP61002 | M110 | CW-ARRAY | EXP61002A-2 |  | TNL-280 |  |  | 1 | [11 empty] | Sprinkler Nozzle_Reliable_TNL280 | Sprinkler Nozzle_Reliable_TNL280 | 10412773 | PASS
EXP61002 | M110 | CW-ARRAY | EXP61002A-2 |  | TNL-280 |  |  | 1 | [11 empty] | Sprinkler Nozzle_Reliable_TNL280 | Sprinkler Nozzle_Reliable_TNL280 | 10412791 | PASS
EXP61002 | M110 | CW-ARRAY | EXP61002A-1 |  | TNL-280 |  |  | 1 | [11 empty] | Sprinkler Nozzle_Reliable_TNL280 | Sprinkler Nozzle_Reliable_TNL280 | 10412799 | PASS
EXP61002 | M110 | CW-ARRAY | EXP61002A-1 |  | TNL-280 |  |  | 1 | [11 empty] | Sprinkler Nozzle_Reliable_TNL280 | Sprinkler Nozzle_Reliable_TNL280 | 10412804 | PASS
EXP61002 | M110 | CW-ARRAY | EXP61002A-1 |  | TNL-280 |  |  | 1 | [11 empty] | Sprinkler Nozzle_Reliable_TNL280 | Sprinkler Nozzle_Reliable_TNL280 | 10412809 | PASS
EXP61002 | M110 | CW-ARRAY | EXP61002A-1 |  | TNL-280 |  |  | 1 | [11 empty] | Sprinkler Nozzle_Reliable_TNL280 | Sprinkler Nozzle_Reliable_TNL280 | 10412817 | PASS
EXP61002 | M110 | CW-ARRAY | EXP61002A-1 |  | TNL-280 |  |  | 1 | [11 empty] | Sprinkler Nozzle_Reliable_TNL280 | Sprinkler Nozzle_Reliable_TNL280 | 10412822 | PASS
EXP61002 | M110 | CW-ARRAY | EXP61002A-1 |  | TNL-280 |  |  | 1 | [11 empty] | Sprinkler Nozzle_Reliable_TNL280 | Sprinkler Nozzle_Reliable_TNL280 | 10412827 | PASS
EXP61002 | M110 | CW-ARRAY | EXP61002A-1 |  | TNL-280 |  |  | 1 | [11 empty] | Sprinkler Nozzle_Reliable_TNL280 | Sprinkler Nozzle_Reliable_TNL280 | 10412835 | PASS
EXP61002 | M110 | CW-ARRAY | EXP61002A-1 |  | TNL-280 |  |  | 1 | [11 empty] | Sprinkler Nozzle_Reliable_TNL280 | Sprinkler Nozzle_Reliable_TNL280 | 10412840 | PASS
EXP61002 | M110 | CW-ARRAY | EXP61002A-1 |  | TNL-280 |  |  | 1 | [11 empty] | Sprinkler Nozzle_Reliable_TNL280 | Sprinkler Nozzle_Reliable_TNL280 | 10412845 | PASS
EXP61002 | M111 | CW-ARRAY | EXP61102A-2 |  | TNL-280 |  |  | 1 | [11 empty] | Sprinkler Nozzle_Reliable_TNL280 | Sprinkler Nozzle_Reliable_TNL280 | 10412885 | PASS
EXP61002 | M111 | CW-ARRAY | EXP61102A-2 |  | TNL-280 |  |  | 1 | [11 empty] | Sprinkler Nozzle_Reliable_TNL280 | Sprinkler Nozzle_Reliable_TNL280 | 10412895 | PASS
EXP61002 | M111 | CW-ARRAY | EXP61102A-2 |  | TNL-280 |  |  | 1 | [11 empty] | Sprinkler Nozzle_Reliable_TNL280 | Sprinkler Nozzle_Reliable_TNL280 | 10412903 | PASS
EXP61002 | M111 | CW-ARRAY | EXP61102A-2 |  | TNL-280 |  |  | 1 | [11 empty] | Sprinkler Nozzle_Reliable_TNL280 | Sprinkler Nozzle_Reliable_TNL280 | 10412908 | PASS
EXP61002 | M111 | CW-ARRAY | EXP61102A-2 |  | TNL-280 |  |  | 1 | [11 empty] | Sprinkler Nozzle_Reliable_TNL280 | Sprinkler Nozzle_Reliable_TNL280 | 10412913 | PASS
EXP61002 | M111 | CW-ARRAY | EXP61102B |  | TNL-280 |  |  | 1 | [11 empty] | Sprinkler Nozzle_Reliable_TNL280 | Sprinkler Nozzle_Reliable_TNL280 | 10412921 | PASS
EXP61002 | M111 | CW-ARRAY | EXP61102B |  | TNL-280 |  |  | 1 | [11 empty] | Sprinkler Nozzle_Reliable_TNL280 | Sprinkler Nozzle_Reliable_TNL280 | 10412931 | PASS
EXP61002 | M111 | CW-ARRAY | EXP61102B |  | TNL-280 |  |  | 1 | [11 empty] | Sprinkler Nozzle_Reliable_TNL280 | Sprinkler Nozzle_Reliable_TNL280 | 10412939 | PASS
EXP61002 | M111 | CW-ARRAY | EXP61102B |  | TNL-280 |  |  | 1 | [11 empty] | Sprinkler Nozzle_Reliable_TNL280 | Sprinkler Nozzle_Reliable_TNL280 | 10412944 | PASS
EXP61002 | M111 | CW-ARRAY | EXP61102B |  | TNL-280 |  |  | 1 | [11 empty] | Sprinkler Nozzle_Reliable_TNL280 | Sprinkler Nozzle_Reliable_TNL280 | 10412949 | PASS
EXP61002 | M110 | CW-ARRAY | EXP61002A-2 |  | TNL-280 |  |  | 1 | [11 empty] | Sprinkler Nozzle_Reliable_TNL280 | Sprinkler Nozzle_Reliable_TNL280 | 10581161 | PASS
EXP61002 | M110 | CW-ARRAY | EXP61002A-2 |  | TNL-280 |  |  | 1 | [11 empty] | Sprinkler Nozzle_Reliable_TNL280 | Sprinkler Nozzle_Reliable_TNL280 | 10581184 | PASS
EXP61002 | M110 | CW-ARRAY | EXP61002A-2 |  | TNL-280 |  |  | 1 | [11 empty] | Sprinkler Nozzle_Reliable_TNL280 | Sprinkler Nozzle_Reliable_TNL280 | 10581545 | PASS
EXP61002 | M110 | CW-ARRAY | EXP61002A-1 |  | TNL-280 |  |  | 1 | [11 empty] | Sprinkler Nozzle_Reliable_TNL280 | Sprinkler Nozzle_Reliable_TNL280 | 10607191 | PASS
EXP61002 | M110 | CW-ARRAY | EXP61002A-1 |  | TNL-280 |  |  | 1 | [11 empty] | Sprinkler Nozzle_Reliable_TNL280 | Sprinkler Nozzle_Reliable_TNL280 | 10607196 | PASS
EXP61002 | M110 | CW-ARRAY | EXP61002B-2 |  | TNL-280 |  |  | 1 | [11 empty] | Sprinkler Nozzle_Reliable_TNL280 | Sprinkler Nozzle_Reliable_TNL280 | 10622672 | PASS
EXP61002 | M110 | CW-ARRAY | EXP61002B-2 |  | TNL-280 |  |  | 1 | [11 empty] | Sprinkler Nozzle_Reliable_TNL280 | Sprinkler Nozzle_Reliable_TNL280 | 10622682 | PASS
EXP61002 | M111 | CW-ARRAY | EXP61102A-1 |  | TNL-280 |  |  | 1 | [11 empty] | Sprinkler Nozzle_Reliable_TNL280 | Sprinkler Nozzle_Reliable_TNL280 | 11667056 | PASS
EXP61002 | M111 | CW-ARRAY | EXP61102A-1 |  | TNL-280 |  |  | 1 | [11 empty] | Sprinkler Nozzle_Reliable_TNL280 | Sprinkler Nozzle_Reliable_TNL280 | 11667143 | PASS
EXP61002 | M111 | CW-ARRAY | EXP61102A-1 |  | TNL-280 |  |  | 1 | [11 empty] | Sprinkler Nozzle_Reliable_TNL280 | Sprinkler Nozzle_Reliable_TNL280 | 11667148 | PASS
EXP61002 | M111 | CW-ARRAY | EXP61102A-1 |  | TNL-280 |  |  | 1 | [11 empty] | Sprinkler Nozzle_Reliable_TNL280 | Sprinkler Nozzle_Reliable_TNL280 | 11667195 | PASS
EXP61002 | M111 | CW-ARRAY | EXP61102A-1 |  | TNL-280 |  |  | 1 | [11 empty] | Sprinkler Nozzle_Reliable_TNL280 | Sprinkler Nozzle_Reliable_TNL280 | 11667200 | PASS
EXP61002 | M111 | CW-ARRAY | EXP61102A-1 |  | TNL-280 |  |  | 1 | [11 empty] | Sprinkler Nozzle_Reliable_TNL280 | Sprinkler Nozzle_Reliable_TNL280 | 11667205 | PASS
EXP61002 | M111 | CW-ARRAY | EXP61102A-1 |  | TNL-280 |  |  | 1 | [11 empty] | Sprinkler Nozzle_Reliable_TNL280 | Sprinkler Nozzle_Reliable_TNL280 | 11667210 | PASS
EXP61002 | M111 | CW-ARRAY | EXP61102A-1 |  | TNL-280 |  |  | 1 | [11 empty] | Sprinkler Nozzle_Reliable_TNL280 | Sprinkler Nozzle_Reliable_TNL280 | 11667215 | PASS
EXP61002 | M111 | CW-ARRAY | EXP61102A-1 |  | TNL-280 |  |  | 1 | [11 empty] | Sprinkler Nozzle_Reliable_TNL280 | Sprinkler Nozzle_Reliable_TNL280 | 11667221 | PASS
EXP61002 | M110 | CW-ARRAY | EXP61002A-1 |  | TNL-280 |  |  | 1 | [11 empty] | Sprinkler Nozzle_Reliable_TNL280 | Sprinkler Nozzle_Reliable_TNL280 | 11692405 | PASS
EXP61002 | M110 | CW-ARRAY | EXP61002B-2 |  | TNL-280 |  |  | 1 | [11 empty] | Sprinkler Nozzle_Reliable_TNL280 | Sprinkler Nozzle_Reliable_TNL280 | 11692435 | PASS
EXP61002 | M111 | CW-ARRAY | EXP61102B |  | TNL-280 |  |  | 1 | [11 empty] | Sprinkler Nozzle_Reliable_TNL280 | Sprinkler Nozzle_Reliable_TNL280 | 11692485 | PASS
EXP61002 | M111 | CW-ARRAY | EXP61102A-2 |  | TNL-280 |  |  | 1 | [11 empty] | Sprinkler Nozzle_Reliable_TNL280 | Sprinkler Nozzle_Reliable_TNL280 | 13296298 | PASS
EXP61002 | M111 | CW-ARRAY | EXP61102B |  | TNL-280 |  |  | 1 | [11 empty] | Sprinkler Nozzle_Reliable_TNL280 | Sprinkler Nozzle_Reliable_TNL280 | 13378652 | PASS
EXP61002 | M110 | CW-ARRAY | EXP61002A-2 |  | TNL-280 |  |  | 1 | [11 empty] | Sprinkler Nozzle_Reliable_TNL280 | Sprinkler Nozzle_Reliable_TNL280 | 17050938 | PASS
EXP61002 | M110 | CW-ARRAY | EXP61002A-2 |  | TNL-280 |  |  | 1 | [11 empty] | Sprinkler Nozzle_Reliable_TNL280 | Sprinkler Nozzle_Reliable_TNL280 | 17050941 | PASS
Total | [7 empty] | 75 | [14 empty] | SKIP: Thiếu dữ liệu